## Selector
A number of LEDs
[13 empty] | Series |  |  | Parallel |  |  |  |  | Total Q'ty
| CCT,Ra | 14 | 1 | 2 | 450 | mA |  | Tc (C) |  | 74.7796 |  |  | 1 |  |  | 1 |  |  |  |  | 1
[14 empty] | Reference | ★ |  | ★ | Reference |  | ★ | Reference |  | ★
| Product code |  |  | #REF! | #REF! |  | #REF! |  | #REF! |  | Tj (C) |  | If [mA] | Vf [V] |  |  |  |  | Pd [W] | Pd [W] | φv (lm) |  | lm/W
[14 empty] | min | Vf rate | typ | Vf rate | max | typ | max | min | typ | min | typ
| Code |  |  | #REF! | #REF! |  | #REF! |  | #REF! |  | 2Tj (C) |  | N/A |  |  | N/A |  |  | N/A |  | 0.879 | N/A
| #REF! |  |  | #REF! | #REF! |  | #REF! |  | #REF! |  | #REF! |  | #REF! | #REF! | 91.76% | #REF! | 8.235% | #REF! | #REF! | #REF! | #REF! | #REF! | #REF! | #REF!
| #REF! |  |  | #REF! | #REF! |  | #REF! |  | #REF! |  | #REF! |  | #REF! | #REF! | 91.76% | #REF! | 8.235% | #REF! | #REF! | #REF! | #REF! | #REF! | #REF! | #REF!
| #REF! |  |  | #REF! | #REF! |  | #REF! |  | #REF! |  | #REF! |  | #REF! | #REF! | 91.76% | #REF! | 8.235% | #REF! | #REF! | #REF! | #REF! | #REF! | #REF! | #REF!
| #REF! |  |  | #REF! | #REF! |  | #REF! |  | #REF! |  | #REF! |  | #REF! | #REF! | 91.76% | #REF! | 8.235% | #REF! | #REF! | #REF! | #REF! | #REF! | #REF! | #REF!
★ | #REF! |  |  | #REF! | #REF! |  | #REF! |  | #REF! |  | #REF! |  | #REF! | #REF! | 91.76% | #REF! | 8.235% | #REF! | #REF! | #REF! | #REF! | #REF! | #REF! | #REF!
| #REF! |  |  | #REF! | #REF! |  | #REF! |  | #REF! |  | #REF! |  | #REF! | #REF! | 91.76% | #REF! | 8.235% | #REF! | #REF! | #REF! | #REF! | #REF! | #REF! | #REF!
| #REF! |  |  | #REF! | #REF! |  | #REF! |  | #REF! |  | #REF! |  | #REF! | #REF! | 91.76% | #REF! | 8.235% | #REF! | #REF! | #REF! | #REF! | #REF! | #REF! | #REF!
| #REF! |  |  | #REF! | #REF! |  | #REF! |  | #REF! |  | #REF! |  | #REF! | #REF! | 91.76% | #REF! | 8.235% | #REF! | #REF! | #REF! | #REF! | #REF! | #REF! | #REF!
| #REF! |  |  | #REF! | #REF! |  | #REF! |  | #REF! |  | #REF! |  | #REF! | #REF! | 91.76% | #REF! | 8.235% | #REF! | #REF! | #REF! | #REF! | #REF! | #REF! | #REF!
| #REF! |  |  | #REF! | #REF! |  | #REF! |  | #REF! |  | #REF! |  | #REF! | #REF! | 91.76% | #REF! | 8.235% | #REF! | #REF! | #REF! | #REF! | #REF! | #REF! | #REF!
| #REF! |  |  | #REF! | #REF! |  | #REF! |  | #REF! |  | #REF! |  | #REF! | #REF! | 91.76% | #REF! | 8.235% | #REF! | #REF! | #REF! | #REF! | #REF! | #REF! | #REF!
| #REF! |  |  | #REF! | #REF! |  | #REF! |  | #REF! |  | #REF! |  | #REF! | #REF! | 91.76% | #REF! | 8.235% | #REF! | #REF! | #REF! | #REF! | #REF! | #REF! | #REF!
| #REF! |  |  | #REF! | #REF! |  | #REF! |  | #REF! |  | #REF! |  | #REF! | #REF! | 91.98% | #REF! | 8.024% | #REF! | #REF! | #REF! | #REF! | #REF! | #REF! | #REF!
| #REF! |  |  | #REF! | #REF! |  | #REF! |  | #REF! |  | #REF! |  | #REF! | #REF! | 91.98% | #REF! | 8.024% | #REF! | #REF! | #REF! | #REF! | #REF! | #REF! | #REF!
| #REF! |  |  | #REF! | #REF! |  | #REF! |  | #REF! |  | #REF! |  | #REF! | #REF! | 91.98% | #REF! | 8.024% | #REF! | #REF! | #REF! | #REF! | #REF! | #REF! | #REF!
| #REF! |  |  | #REF! | #REF! |  | #REF! |  | #REF! |  | #REF! |  | #REF! | #REF! | 91.97% | #REF! | 8.031% | #REF! | #REF! | #REF! | #REF! | #REF! | #REF! | #REF!
| Product code |  |  | φv (lm) | Vf (V) |  | Pd (W) |  | lm/W |  | Tj (C)
| Code |  |  | 2φv (lm) | 2Vf (V) |  | 2Pd (W) |  | 2lm/W |  | 2Tj (C)
| CLU02J-1201C9-302H5U2 |  |  | Not Applicable | Not Applicable |  | Not Applicable |  | Not Applicable |  | Not Applicable
| CLU02J-1202C9-302H5U2 |  |  | Not Applicable | Not Applicable |  | Not Applicable |  | Not Applicable |  | Not Applicable
| CLU02J-1203C9-302H5U2 |  |  | 1904.5919 | 34.7813 |  | 15.6516 |  | 121.6868 |  | 90.4312
| CLU02J-1204C9-302H5U2 |  |  | 1925.5453 | 33.8726 |  | 15.2427 |  | 126.3259 |  | 87.8883
| CLU03J-1205C9-302H5U2 |  |  | 2049.0339 | 33.3173 |  | 14.9928 |  | 136.668 |  | 84.9747
| CLU03J-1206C9-302H5U2 |  |  | 2051.544 | 32.9211 |  | 14.8145 |  | 138.4822 |  | 83.8164
| CLU03J-1208C9-302H5U2 |  |  | 2045.1711 | 32.4212 |  | 14.5895 |  | 140.1806 |  | 81.7826
| CLU03J-1210C9-302H5U2 |  |  | 2051.9814 | 32.1121 |  | 14.4504 |  | 142.0013 |  | 80.5598
| CLU04J-1211C9-302H5U2 |  |  | 2144.8067 | 32.0035 |  | 14.4016 |  | 148.9287 |  | 79.9642
| CLU04J-1212C9-302H5U2 |  |  | 2154.4417 | 31.9168 |  | 14.3626 |  | 150.0039 |  | 79.3756
| CLU04J-1812C9-302H5U2 |  |  | 3142.2463 | 47.8388 |  | 21.5274 |  | 145.9647 |  | 79.9462
| CLU04J-1818C9-302H5U2 |  |  | 3103.0426 | 47.3232 |  | 21.2955 |  | 145.7138 |  | 78.1869
| -1825C9-302H5U2 |  |  | 3297.5622 | 46.9889 |  | 21.145 |  | 155.9501 |  | 77.5284
| -3618C9-302H5U2 |  |  | 6228.8319 | 94.5241 |  | 42.5358 |  | 146.4373 |  | 78.8205
|  | CITILED is a registered trademark of CITIZEN ELECTRONICS CO., LTD. Japan. | [9 empty] | Ref_CE-0621P-201910
This selection tool is the reference material for selecting suitable products.
When electing to use a product, please be sure to request a delivery and specifications manual and check the contents.
CITIZEN ELECTRONICS CO., LTD. shall not be liable for any disadvantages or damages, which your company may receive, resulting from the use of selection tool.
Product names and specifications in this selection tool are subject to change without notice for the purpose of improvement, or manufacturing may be discontinued.
Lighting LED Selection Tool
Condition input

## Calculation (hidden)
①機種情報
| Product | Series | Parallel | chip |  | No. | CCT&Ra | Color code & Phosphor
| CLU02J | 12 | 01 | C9 |  | 1 |  |  |  | ※製品型番未決定、蛍光体組み合わせ記号未取得
| CLU02J | 12 | 02 | C9 |  | 2
| CLU02J | 12 | 03 | C9 |  | 3
| CLU02J | 12 | 04 | C9 |  | 4 | 6500K,80Min | 652M2U1
| CLU03J | 12 | 05 | C9 |  | 5 | 5700K,80Min | 572M2U1
| CLU03J | 12 | 06 | C9 |  | 6 | 5000K,80Min | 502M2U1
| CLU03J | 12 | 08 | C9 |  | 7 | 4000K,80Min | 402M2U1
| CLU03J | 12 | 10 | C9 |  | 8 | 3500K,80Min | 352M2U1
| CLU04J | 12 | 11 | C9 |  | 9 | 3000K,80Min | 302M2U1
| CLU04J | 12 | 12 | C9 |  | 10 | 2700K,80Min | 272M2U1
| CLU04J | 18 | 12 | C9 |  | 11 | 5700K,90Min On BBL | 572H5U2
| CLU04J | 18 | 18 | C9 |  | 12 | 4000K,90Min On BBL | 402H5U2
|  | 18 | 25 | C9 |  | 13 | 3500K,90Min On BBL | 352H5U2
|  | 36 | 18 | C9 |  | 14 | 3000K,90Min On BBL | 302H5U2
[6 empty] | 15 | 2700K,90Min On BBL | 272H5U2
[6 empty] | 16 | 3500K,90Min B. BBL | 352H6U2
[6 empty] | 17 | 3000K,90Min B. BBL | 302H6U2
[6 empty] | 18 | 2700K,90Min B. BBL | 272H6U2
[6 empty] | 19 | 4000K,97Typ | 402H7U4
[6 empty] | 20 | 3000K,97Typ | 302H7U4
[6 empty] | 21 | 2700K,97Typ | 272H7U4
1 | Luminous flux | If (mA) | Vf (V) | Vf_min (V) | Vf_max (V) | Pd (W) | lm/W | lm
2 | Forward current | φv (lm) | Vf (V) | Vf_min (V) | Vf_max (V) | Pd (W) | lm/W | mA
3 |  | lm | If | Vf | lm/W | Vf | lm/W | W
|  | [Luminous flux] | [6 empty] | [Forward current]
|  | If (mA) | Vf (V) | Vf_min (V) | Vf_max (V) | Pd (W) | lm/W | Tj (C) | φv (lm) | Vf (V) | Vf_min (V) | Vf_max (V) | Pd (W) | lm/W | Tj (C)
|  | 1If (mA) | 1Vf (V) | 1Vf_min (V) | 1Vf_max (V) | 1Pd (W) | 1lm/W | 1Tj (C) | 2φv (lm) | 2Vf (V) | 2Vf_min (V) | 2Vf_max (V) | 2Pd (W) | 2lm/W | 2Tj (C)
| CLU02J-1201C9 | 98.3055 | 33.5673 | 31.7706 | 37.2959 | 3.2999 | 136.3698 | 83.3592 | Not Applicable | Not Applicable | Not Applicable | Not Applicable | Not Applicable | Not Applicable | Not Applicable
| CLU02J-1202C9 | 95.4717 | 32.2364 | 30.5109 | 35.8172 | 3.0777 | 146.2146 | 79.3961 | Not Applicable | Not Applicable | Not Applicable | Not Applicable | Not Applicable | Not Applicable | Not Applicable
| CLU02J-1203C9 | 95.4853 | 31.8035 | 30.1012 | 35.3362 | 3.0368 | 148.1839 | 77.8164 | 1904.5919 | 34.7813 | 31.9988 | 37.5638 | 15.6516 | 121.6868 | 90.4312
| CLU02J-1204C9 | 96.6545 | 31.5696 | 29.8798 | 35.0762 | 3.0513 | 147.4761 | 77.4038 | 1925.5453 | 33.8726 | 31.1628 | 36.5824 | 15.2427 | 126.3259 | 87.8883
| CLU03J-1205C9 | 91.8421 | 31.4097 | 29.7284 | 34.8986 | 2.8847 | 155.9936 | 76.7412 | 2049.0339 | 33.3173 | 30.6519 | 35.9827 | 14.9928 | 136.668 | 84.9747
| CLU03J-1206C9 | 92.4529 | 31.3137 | 29.6376 | 34.792 | 2.895 | 155.438 | 76.5456 | 2051.544 | 32.9211 | 30.2874 | 35.5548 | 14.8145 | 138.4822 | 83.8164
| CLU03J-1208C9 | 93.4874 | 31.1998 | 29.5298 | 34.6654 | 2.9168 | 154.2794 | 76.1797 | 2045.1711 | 32.4212 | 29.8275 | 35.0149 | 14.5895 | 140.1806 | 81.7826
| CLU03J-1210C9 | 93.4126 | 31.1255 | 29.4594 | 34.5828 | 2.9075 | 154.7716 | 75.9426 | 2051.9814 | 32.1121 | 29.5431 | 34.6811 | 14.4504 | 142.0013 | 80.5598
| CLU04J-1211C9 | 89.214 | 31.0925 | 29.4282 | 34.5461 | 2.7739 | 162.2274 | 75.7782 | 2144.8067 | 32.0035 | 29.4432 | 34.5638 | 14.4016 | 148.9287 | 79.9642
| CLU04J-1212C9 | 88.7635 | 31.0781 | 29.4146 | 34.5302 | 2.7586 | 163.1262 | 75.6624 | 2154.4417 | 31.9168 | 29.3635 | 34.4702 | 14.3626 | 150.0039 | 79.3756
| CLU04J-1812C9 | Not Applicable | Not Applicable | Not Applicable | Not Applicable | Not Applicable | Not Applicable | Not Applicable | 3142.2463 | 47.8388 | 44.0117 | 51.6659 | 21.5274 | 145.9647 | 79.9462
| CLU04J-1818C9 | Not Applicable | Not Applicable | Not Applicable | Not Applicable | Not Applicable | Not Applicable | Not Applicable | 3103.0426 | 47.3232 | 43.5374 | 51.1091 | 21.2955 | 145.7138 | 78.1869
|  | Not Applicable | Not Applicable | Not Applicable | Not Applicable | Not Applicable | Not Applicable | Not Applicable | 3297.5622 | 46.9889 | 43.2297 | 50.748 | 21.145 | 155.9501 | 77.5284
|  | Not Applicable | Not Applicable | Not Applicable | Not Applicable | Not Applicable | Not Applicable | Not Applicable | 6228.8319 | 94.5241 | 86.9621 | 102.086 | 42.5358 | 146.4373 | 78.8205
|  | Not Applicable | Not Applicable | Not Applicable | Not Applicable | Not Applicable | Not Applicable | Not Applicable | #VALUE! | #VALUE! | #VALUE! | #VALUE! | #VALUE! | #VALUE! | #VALUE!
|  | Not Applicable | Not Applicable | Not Applicable | Not Applicable | Not Applicable | Not Applicable | Not Applicable | #VALUE! | #VALUE! | #VALUE! | #VALUE! | #VALUE! | #VALUE! | #VALUE!
|  | Not Applicable | Not Applicable | Not Applicable | Not Applicable | Not Applicable | Not Applicable | Not Applicable | #VALUE! | #VALUE! | #VALUE! | #VALUE! | #VALUE! | #VALUE! | #VALUE!
|  | Not Applicable | Not Applicable | Not Applicable | Not Applicable | Not Applicable | Not Applicable | Not Applicable | #VALUE! | #VALUE! | #VALUE! | #VALUE! | #VALUE! | #VALUE! | #VALUE!
| ②Limit | [9 empty] | ④全光束(Tj=85℃,定格駆動)
| IF Limit | L/L | U/L | [6 empty] | 90mA/die,Tj=85C | 1 | 2 | 3 | 4 | 5 | 6 | 7 | 8 | 9 | 10 | 11 | 12 | 13 | 14 | 15 | 16 | 17 | 18 | 19 | 20 | 21
|  | 5 | 180 | [5 empty] | Tc=25C定格Lm係数 |  | 0 | 0 | 0 | 6500K,80Min | 5700K,80Min | 5000K,80Min | 4000K,80Min | 3500K,80Min | 3000K,80Min | 2700K,80Min | 5700K,90Min On BBL | 4000K,90Min On BBL | 3500K,90Min On BBL | 3000K,90Min On BBL | 2700K,90Min On BBL | 3500K,90Min B. BBL | 3000K,90Min B. BBL | 2700K,90Min B. BBL | 4000K,97Typ | 3000K,97Typ | 2700K,97Typ
| Tc Limit | U/L | L/L | [5 empty] | CLU02J-1201C9 | 89.76% | 515.2886 | 508.2983 | 494.3176 | 495.3162 |  | 486.3286 | 479.3383 | 475.3438 | 467.3548 | 448.381 |  | 406.4389 | 406.4389 | 400.4472 | 384.4692 |  |  |  | 366.494 | 357.5064 | 344.5244
|  | 105 | -40 | [5 empty] | CLU02J-1202C9 | 90.03% | 1015.591 | 1005.604 | 977.6433 | 976.6447 |  | 958.6696 | 946.6862 | 939.6959 | 922.7195 | 884.7722 |  | 803.8844 | 801.8872 | 789.9038 | 760.944 |  |  |  | 724.9939 | 707.0188 | 680.0563
| Tj Limit | U/L | L/L | [5 empty] | CLU02J-1203C9 | 90.03% | 1495.924 | 1480.945 | 1440.002 | 1437.006 |  | 1412.04 | 1395.064 | 1382.082 | 1360.113 | 1304.19 |  | 1183.358 | 1180.362 | 1165.383 | 1120.445 | 1121.444 | 1106.465 | 1063.524 | 1067.519 | 1042.553 | 1003.607
|  | 140 | -25 | [5 empty] | CLU02J-1204C9 | 90.34% | 1957.269 | 1938.295 | 1885.369 | 1881.375 |  | 1847.422 | 1827.45 | 1811.472 | 1780.515 | 1706.618 |  | 1549.837 | 1546.841 | 1525.871 | 1465.954 |  |  |  | 1400.046 | 1365.095 | 1312.169
[9 empty] | CLU03J-1205C9 | 90.31% | 2553.438 | 2527.475 | 2459.569 | 2454.576 |  | 2410.638 | 2381.678 | 2362.704 | 2322.76 | 2227.893 |  | 2020.182 | 2017.186 | 1989.225 | 1913.331 | 1917.326 | 1889.365 | 1817.465 | 1824.455 | 1780.517 | 1711.613
[9 empty] | CLU03J-1206C9 | 90.49% | 3033.755 | 3001.8 | 2920.913 | 2914.921 |  | 2862.994 | 2830.04 | 2807.072 | 2758.141 | 2647.296 |  | 2398.644 | 2397.645 | 2362.694 | 2272.82 | 2276.814 | 2243.86 | 2157.98 | 2166.968 | 2114.042 | 2034.154
[9 empty] | CLU03J-1208C9 | 90.61% | 3966.437 | 3926.493 | 3819.643 | 3811.654 | 3780.698 | 3743.75 | 3700.81 | 3670.852 | 3606.942 | 3460.147 | 3245.449 | 3137.6 | 3135.603 | 3090.666 | 2971.832 | 2977.824 | 2935.883 | 2823.041 | 2835.024 | 2765.122 | 2659.271
[9 empty] | CLU03J-1210C9 | 90.72% | 4926.078 | 4877.147 | 4745.332 | 4734.348 | 4696.401 | 4649.467 | 4595.543 | 4557.596 | 4480.704 | 4289.972 | 4030.337 | 3897.523 | 3890.533 | 3838.606 | 3683.824
[9 empty] | CLU04J-1211C9 | 90.69% | 5640.079 | 5582.16 | 5432.37 | 5419.389 | 5376.449 | 5322.525 | 5261.61 | 5219.669 | 5129.795 | 4919.091 | 4614.519 | 4461.734 | 4456.741 | 4393.829 | 4225.066 | 4234.053 | 4175.136 | 4014.362 | 4030.34 | 3932.477 | 3780.69
| ③代表特性 | y=ax3+bx2+cx+d/y=ax2+bx+c | [6 empty] | CLU04J-1212C9 | 90.61% | 6152.372 | 6090.459 | 5926.688 | 5911.709 | 5864.775 | 5806.856 | 5739.95 | 5694.015 | 5595.153 | 5366.474 | 5033.94 | 4866.176 | 4862.181 | 4793.278 | 4608.537 | 4618.523 | 4554.613 | 4378.859 | 4396.834 | 4288.985 | 4124.216
|  | CLU7A2-1201C9 | [6 empty] | CLU04J-1812C9 | 90.94% | 9004.299 | 8914.426 | 8674.764 | 8651.796 | 8583.892 | 8499.012 | 8400.151 | 8328.253 | 8189.448 | 7852.923 | 7369.605 | 7122.953 | 7110.97 | 7016.104 | 6743.488 |  |  |  | 6434.923 | 6279.143 | 6035.487
|  | IF(x)-lm%(y) | lm%(x)-IF(y) | IF(x)-VF%(y) | Tc(x)-lm%(y) | Tc(x)-VF%(y) |  |  | CLU04J-1818C9 | 90.94% | 13143.46 | 13010.65 | 12659.14 | 12630.18 | 12529.33 | 12405.5 | 12261.7 | 12163.84 | 11953.14 | 11463.83 | 10755.83 | 10396.34 | 10388.35 | 10241.55 | 9846.112
| a | 4.4848e-09 | 1.0324 | -5.9143e-07 | -1.8924e-10 | 1.4851e-06 |  |  |  | 91.31% | 19274 | 19080 | 18565 | 18520 | 18373 | 18191 | 17980 | 17836 | 17528 | 16811 | 15773 | 15247 | 15233 | 15018 | 14437
| b | -1.0244e-05 | 5.4593 | 0.0008634 | -6.5743e-06 | -0.00073024 |  |  |  | 91.48% | 26615 | 26278 | 25566 | 25573 | 25371 | 25120 | 24764 | 24562 | 24137 | 23110 | 21725 | 20998 | 20975 | 20681 | 19847
| c | 0.011957 | 83.823 | 0.92708 | -0.0013027 | 1.0183
| d | 0.0035948 | -0.31467 |  | 1.0374 |  |  |  |  | 90.84%
[10 empty] | 蛍光体UP率⇒ | 100.5% | 100.5% | 100.5% | 100.5% | 100.5% | 101.5% | 101.5% | 101.5% | 101.5% | 101.5% | 103% | 103% | 103% | 103% | 103% | 104% | 104% | 104% | 102% | 101% | 100%
⑤全光束(Tc=25℃,定格駆動)
[11 empty] | 1 | 2 | 3 | 4 | 5 | 6 | 7 | 8 | 9 | 10 | 11 | 12 | 13 | 14 | 15 | 16 | 17 | 18 | 19 | 20 | 21
[7 empty] | Series | Parallel |  | VF | 0 | 0 | 0 | 6500K,80Min | 5700K,80Min | 5000K,80Min | 4000K,80Min | 3500K,80Min | 3000K,80Min | 2700K,80Min | 5700K,90Min On BBL | 4000K,90Min On BBL | 3500K,90Min On BBL | 3000K,90Min On BBL | 2700K,90Min On BBL | 3500K,90Min B. BBL | 3000K,90Min B. BBL | 2700K,90Min B. BBL | 4000K,97Typ | 3000K,97Typ | 2700K,97Typ
[6 empty] | 12 | 12 | 01 | CLU02J-1201C9 | 34.3189 | 576.9687 | 569.1416 | 553.4874 | 554.6056 |  | 549.9605 | 542.0555 | 537.5384 | 528.5041 | 507.0478 |  | 466.4103 | 466.4103 | 459.5345 | 441.1989 |  |  |  | 416.4882 | 402.2915 | 383.8448
[6 empty] | 24 | 12 | 02 | CLU02J-1202C9 | 34.2975 | 1133.653 | 1122.505 | 1091.2939 | 1090.1792 |  | 1080.7624 | 1067.2528 | 1059.3723 | 1040.2338 | 997.4537 |  | 919.6574 | 917.3725 | 903.6633 | 870.5328 |  |  |  | 821.3528 | 793.1358 | 755.3358
[6 empty] | 36 | 12 | 03 | CLU02J-1203C9 | 34.2975 | 1669.8245 | 1653.1041 | 1607.4015 | 1604.0573 |  | 1591.8724 | 1572.7344 | 1558.0991 | 1533.3322 | 1470.2871 |  | 1353.7816 | 1350.3541 | 1333.2179 | 1281.808 | 1295.4067 | 1278.1041 | 1228.502 | 1209.4029 | 1169.5391 | 1114.7023
[6 empty] | 48 | 12 | 04 | CLU02J-1204C9 | 34.2739 | 2177.4726 | 2156.364 | 2097.4835 | 2093.0401 |  | 2075.7177 | 2053.2776 | 2035.3251 | 2000.5426 | 1917.5138 |  | 1767.0929 | 1763.6769 | 1739.7673 | 1671.4512 |  |  |  | 1580.8061 | 1526.2314 | 1452.5326
[6 empty] | 60 | 12 | 05 | CLU03J-1205C9 | 34.276 | 2841.5774 | 2812.6846 | 2737.1159 | 2731.5595 |  | 2709.3565 | 2676.8079 | 2655.4827 | 2610.5889 | 2503.9663 |  | 2304.0709 | 2300.6539 | 2268.7636 | 2182.2045 | 2207.9916 | 2175.7917 | 2092.9917 | 2060.6367 | 1991.295 | 1895.2813
[6 empty] | 72 | 12 | 06 | CLU03J-1206C9 | 34.262 | 3369.4509 | 3333.9599 | 3244.1225 | 3237.4675 |  | 3211.4343 | 3174.4696 | 3148.7063 | 3093.8202 | 2969.4848 |  | 2730.3328 | 2729.1956 | 2689.4115 | 2587.1096 | 2616.8176 | 2578.9425 | 2480.2378 | 2442.6724 | 2359.6498 | 2248.0004
[6 empty] | 96 | 12 | 08 | CLU03J-1208C9 | 34.2522 | 4399.3663 | 4355.0625 | 4236.55 | 4227.689 | 4193.3542 | 4193.6906 | 4145.5899 | 4112.0314 | 4040.4404 | 3876.0029 | 3689.2282 | 3566.632 | 3564.3619 | 3513.2803 | 3378.1971 | 3417.8726 | 3369.7337 | 3240.2165 | 3191.3939 | 3082.1883 | 2934.8513
[6 empty] | 120 | 12 | 10 | CLU03J-1210C9 | 34.2436 | 5457.1948 | 5402.9882 | 5256.9613 | 5244.793 | 5202.7547 | 5202.0117 | 5141.6794 | 5099.2227 | 5013.1928 | 4799.7942 | 4575.944 | 4425.1503 | 4417.214 | 4358.2574 | 4182.5218
[6 empty] | 132 | 12 | 11 | CLU04J-1211C9 | 34.2457 | 6250.0503 | 6185.8674 | 6019.8777 | 6005.4928 | 5957.9089 | 5956.8411 | 5888.6665 | 5841.7272 | 5741.1424 | 5505.3276 | 5240.78 | 5067.2597 | 5061.5891 | 4990.139 | 4798.4722 | 4855.3651 | 4787.8025 | 4603.4363 | 4532.8789 | 4379.4526 | 4168.7258
[6 empty] | 144 | 12 | 12 | CLU04J-1212C9 | 34.2522 | 6823.8921 | 6755.2214 | 6573.5751 | 6556.9612 | 6504.9044 | 6504.7499 | 6429.8028 | 6378.3471 | 6267.6034 | 6011.4408 | 5722.2755 | 5531.5716 | 5527.0303 | 5448.7056 | 5238.7033 | 5301.0262 | 5227.6719 | 5025.9458 | 4949.5275 | 4780.7871 | 4551.6085
[6 empty] | 216 | 18 | 12 | CLU04J-1812C9 | 51.3392 | 9951.3395 | 9852.014 | 9587.1452 | 9561.7615 | 9486.7156 | 9486.37 | 9376.024 | 9295.7734 | 9140.8429 | 8765.2227 | 8347.319 | 8067.9441 | 8054.3713 | 7946.9196 | 7638.136 |  |  |  | 7217.8708 | 6974.0864 | 6637.0929
[6 empty] | 324 | 18 | 18 | CLU04J-1818C9 | 51.3392 | 14525.8429 | 14379.0645 | 13990.5839 | 13958.578 | 13847.1209 | 13846.6875 | 13686.1818 | 13576.953 | 13341.7753 | 12795.6206 | 12182.7892 | 11775.6062 | 11766.5562 | 11600.2805 | 11152.3803
[6 empty] | 450 | 18 | 25 |  | 51.2937 | 21214.1335 | 21000.6054 | 20433.7651 | 20384.2354 | 20222.4383 | 20221.3431 | 19986.7928 | 19826.7206 | 19484.344 | 18687.3178 | 17792.5793 | 17199.2301 | 17183.4375 | 16940.9089 | 16285.5175
[6 empty] | 648 | 36 | 18 |  | 102.5456 | 29239.5806 | 28869.3481 | 28087.1358 | 28094.826 | 27872.9063 | 27871.753 | 27476.7552 | 27252.6273 | 26781.0709 | 25641.5689 | 24461.0794 | 23642.5199 | 23616.6232 | 23285.5964 | 22346.5612
34.2337
[15 empty] | 92% | 108%
|  |  |  | CLU7A2,702,712 |  |  | lm/die |  |  | 3000K,90Min On BBL | ⑤全光束(Tc=25℃,定格駆動) 1: lm%; ⑤全光束(Tc=25℃,定格駆動) 2: IF/die; ⑤全光束(Tc=25℃,定格駆動) 3: IF/PKG; ⑤全光束(Tc=25℃,定格駆動) 4: Vftyp; ⑤全光束(Tc=25℃,定格駆動) 5: Vfmin; ⑤全光束(Tc=25℃,定格駆動) 6: Vfmax; ⑤全光束(Tc=25℃,定格駆動) 7: VF Tc-compensation; ⑤全光束(Tc=25℃,定格駆動) 8: W; ⑤全光束(Tc=25℃,定格駆動) 10: lm/W; ⑤全光束(Tc=25℃,定格駆動) 11: Rj-c; ⑤全光束(Tc=25℃,定格駆動) 12: ⊿T j-c; ⑤全光束(Tc=25℃,定格駆動) 13: Tj
|  |  | lm(%,@74C) | 90.32% |  |  | 38.2945 |  | CLU02J-1201C9 | 459.5345 | ⑤全光束(Tc=25℃,定格駆動) 1: 108.4%; ⑤全光束(Tc=25℃,定格駆動) 2: 98.3055; ⑤全光束(Tc=25℃,定格駆動) 3: 98.3055; ⑤全光束(Tc=25℃,定格駆動) 4: 34.5332; ⑤全光束(Tc=25℃,定格駆動) 5: 31.7706; ⑤全光束(Tc=25℃,定格駆動) 6: 37.2959; ⑤全光束(Tc=25℃,定格駆動) 7: 33.5673; ⑤全光束(Tc=25℃,定格駆動) 8: 3.2999; ⑤全光束(Tc=25℃,定格駆動) 10: 136.3698; ⑤全光束(Tc=25℃,定格駆動) 11: 2.6; ⑤全光束(Tc=25℃,定格駆動) 12: 8.5796; ⑤全光束(Tc=25℃,定格駆動) 13: 83.3592
|  |  | lm | 450 |  |  | 37.6526 |  | CLU02J-1202C9 | 903.6633 | ⑤全光束(Tc=25℃,定格駆動) 1: 55.14%; ⑤全光束(Tc=25℃,定格駆動) 2: 47.7359; ⑤全光束(Tc=25℃,定格駆動) 3: 95.4717; ⑤全光束(Tc=25℃,定格駆動) 4: 33.164; ⑤全光束(Tc=25℃,定格駆動) 5: 30.5109; ⑤全光束(Tc=25℃,定格駆動) 6: 35.8172; ⑤全光束(Tc=25℃,定格駆動) 7: 32.2364; ⑤全光束(Tc=25℃,定格駆動) 8: 3.0777; ⑤全光束(Tc=25℃,定格駆動) 10: 146.2146; ⑤全光束(Tc=25℃,定格駆動) 11: 1.5; ⑤全光束(Tc=25℃,定格駆動) 12: 4.6165; ⑤全光束(Tc=25℃,定格駆動) 13: 79.3961
|  |  | Tc | 74.7796 |  |  | 37.0338 |  | CLU02J-1203C9 | 1333.2179 | ⑤全光束(Tc=25℃,定格駆動) 1: 37.37%; ⑤全光束(Tc=25℃,定格駆動) 2: 31.8284; ⑤全光束(Tc=25℃,定格駆動) 3: 95.4853; ⑤全光束(Tc=25℃,定格駆動) 4: 32.7187; ⑤全光束(Tc=25℃,定格駆動) 5: 30.1012; ⑤全光束(Tc=25℃,定格駆動) 6: 35.3362; ⑤全光束(Tc=25℃,定格駆動) 7: 31.8035; ⑤全光束(Tc=25℃,定格駆動) 8: 3.0368; ⑤全光束(Tc=25℃,定格駆動) 10: 148.1839; ⑤全光束(Tc=25℃,定格駆動) 11: 1; ⑤全光束(Tc=25℃,定格駆動) 12: 3.0368; ⑤全光束(Tc=25℃,定格駆動) 13: 77.8164
|  |  | lm Tc-compensation | 498.2561 |  |  | 36.2452 |  | CLU02J-1204C9 | 1739.7673 | ⑤全光束(Tc=25℃,定格駆動) 1: 28.64%; ⑤全光束(Tc=25℃,定格駆動) 2: 24.1636; ⑤全光束(Tc=25℃,定格駆動) 3: 96.6545; ⑤全光束(Tc=25℃,定格駆動) 4: 32.478; ⑤全光束(Tc=25℃,定格駆動) 5: 29.8798; ⑤全光束(Tc=25℃,定格駆動) 6: 35.0762; ⑤全光束(Tc=25℃,定格駆動) 7: 31.5696; ⑤全光束(Tc=25℃,定格駆動) 8: 3.0513; ⑤全光束(Tc=25℃,定格駆動) 10: 147.4761; ⑤全光束(Tc=25℃,定格駆動) 11: 0.86; ⑤全光束(Tc=25℃,定格駆動) 12: 2.6242; ⑤全光束(Tc=25℃,定格駆動) 13: 77.4038
[7 empty] | 37.8127 |  | CLU03J-1205C9 | 2268.7636 | ⑤全光束(Tc=25℃,定格駆動) 1: 21.96%; ⑤全光束(Tc=25℃,定格駆動) 2: 18.3684; ⑤全光束(Tc=25℃,定格駆動) 3: 91.8421; ⑤全光束(Tc=25℃,定格駆動) 4: 32.3135; ⑤全光束(Tc=25℃,定格駆動) 5: 29.7284; ⑤全光束(Tc=25℃,定格駆動) 6: 34.8986; ⑤全光束(Tc=25℃,定格駆動) 7: 31.4097; ⑤全光束(Tc=25℃,定格駆動) 8: 2.8847; ⑤全光束(Tc=25℃,定格駆動) 10: 155.9936; ⑤全光束(Tc=25℃,定格駆動) 11: 0.68; ⑤全光束(Tc=25℃,定格駆動) 12: 1.9616; ⑤全光束(Tc=25℃,定格駆動) 13: 76.7412
[7 empty] | 37.3529 |  | CLU03J-1206C9 | 2689.4115 | ⑤全光束(Tc=25℃,定格駆動) 1: 18.53%; ⑤全光束(Tc=25℃,定格駆動) 2: 15.4088; ⑤全光束(Tc=25℃,定格駆動) 3: 92.4529; ⑤全光束(Tc=25℃,定格駆動) 4: 32.2148; ⑤全光束(Tc=25℃,定格駆動) 5: 29.6376; ⑤全光束(Tc=25℃,定格駆動) 6: 34.792; ⑤全光束(Tc=25℃,定格駆動) 7: 31.3137; ⑤全光束(Tc=25℃,定格駆動) 8: 2.895; ⑤全光束(Tc=25℃,定格駆動) 10: 155.438; ⑤全光束(Tc=25℃,定格駆動) 11: 0.61; ⑤全光束(Tc=25℃,定格駆動) 12: 1.766; ⑤全光束(Tc=25℃,定格駆動) 13: 76.5456
[7 empty] | 36.5967 |  | CLU03J-1208C9 | 3513.2803 | ⑤全光束(Tc=25℃,定格駆動) 1: 14.18%; ⑤全光束(Tc=25℃,定格駆動) 2: 11.6859; ⑤全光束(Tc=25℃,定格駆動) 3: 93.4874; ⑤全光束(Tc=25℃,定格駆動) 4: 32.0976; ⑤全光束(Tc=25℃,定格駆動) 5: 29.5298; ⑤全光束(Tc=25℃,定格駆動) 6: 34.6654; ⑤全光束(Tc=25℃,定格駆動) 7: 31.1998; ⑤全光束(Tc=25℃,定格駆動) 8: 2.9168; ⑤全光束(Tc=25℃,定格駆動) 10: 154.2794; ⑤全光束(Tc=25℃,定格駆動) 11: 0.48; ⑤全光束(Tc=25℃,定格駆動) 12: 1.4001; ⑤全光束(Tc=25℃,定格駆動) 13: 76.1797
[7 empty] | 36.3188 |  | CLU03J-1210C9 | 4358.2574 | ⑤全光束(Tc=25℃,定格駆動) 1: 11.43%; ⑤全光束(Tc=25℃,定格駆動) 2: 9.3413; ⑤全光束(Tc=25℃,定格駆動) 3: 93.4126; ⑤全光束(Tc=25℃,定格駆動) 4: 32.0211; ⑤全光束(Tc=25℃,定格駆動) 5: 29.4594; ⑤全光束(Tc=25℃,定格駆動) 6: 34.5828; ⑤全光束(Tc=25℃,定格駆動) 7: 31.1255; ⑤全光束(Tc=25℃,定格駆動) 8: 2.9075; ⑤全光束(Tc=25℃,定格駆動) 10: 154.7716; ⑤全光束(Tc=25℃,定格駆動) 11: 0.4; ⑤全光束(Tc=25℃,定格駆動) 12: 1.163; ⑤全光束(Tc=25℃,定格駆動) 13: 75.9426
[7 empty] | 37.8041 |  | CLU04J-1211C9 | 4990.139 | ⑤全光束(Tc=25℃,定格駆動) 1: 9.985%; ⑤全光束(Tc=25℃,定格駆動) 2: 8.1104; ⑤全光束(Tc=25℃,定格駆動) 3: 89.214; ⑤全光束(Tc=25℃,定格駆動) 4: 31.9872; ⑤全光束(Tc=25℃,定格駆動) 5: 29.4282; ⑤全光束(Tc=25℃,定格駆動) 6: 34.5461; ⑤全光束(Tc=25℃,定格駆動) 7: 31.0925; ⑤全光束(Tc=25℃,定格駆動) 8: 2.7739; ⑤全光束(Tc=25℃,定格駆動) 10: 162.2274; ⑤全光束(Tc=25℃,定格駆動) 11: 0.36; ⑤全光束(Tc=25℃,定格駆動) 12: 0.9986; ⑤全光束(Tc=25℃,定格駆動) 13: 75.7782
[7 empty] | 37.8382 |  | CLU04J-1212C9 | 5448.7056 | ⑤全光束(Tc=25℃,定格駆動) 1: 9.144%; ⑤全光束(Tc=25℃,定格駆動) 2: 7.397; ⑤全光束(Tc=25℃,定格駆動) 3: 88.7635; ⑤全光束(Tc=25℃,定格駆動) 4: 31.9724; ⑤全光束(Tc=25℃,定格駆動) 5: 29.4146; ⑤全光束(Tc=25℃,定格駆動) 6: 34.5302; ⑤全光束(Tc=25℃,定格駆動) 7: 31.0781; ⑤全光束(Tc=25℃,定格駆動) 8: 2.7586; ⑤全光束(Tc=25℃,定格駆動) 10: 163.1262; ⑤全光束(Tc=25℃,定格駆動) 11: 0.32; ⑤全光束(Tc=25℃,定格駆動) 12: 0.88275; ⑤全光束(Tc=25℃,定格駆動) 13: 75.6624
[7 empty] | 36.7913 |  | CLU04J-1812C9 | 7946.9196 | ⑤全光束(Tc=25℃,定格駆動) 1: 6.27%; ⑤全光束(Tc=25℃,定格駆動) 2: 4.9626; ⑤全光束(Tc=25℃,定格駆動) 3: 59.551; ⑤全光束(Tc=25℃,定格駆動) 4: 47.815; ⑤全光束(Tc=25℃,定格駆動) 5: 43.9898; ⑤全光束(Tc=25℃,定格駆動) 6: 51.6402; ⑤全光束(Tc=25℃,定格駆動) 7: 46.4776; ⑤全光束(Tc=25℃,定格駆動) 8: 2.7678; ⑤全光束(Tc=25℃,定格駆動) 10: 162.5846; ⑤全光束(Tc=25℃,定格駆動) 11: 0.24; ⑤全光束(Tc=25℃,定格駆動) 12: 0.66427; ⑤全光束(Tc=25℃,定格駆動) 13: 75.4439
[7 empty] | 35.8033 |  | CLU04J-1818C9 | 11600.2805 | ⑤全光束(Tc=25℃,定格駆動) 1: 4.295%; ⑤全光束(Tc=25℃,定格駆動) 2: 3.2959; ⑤全光束(Tc=25℃,定格駆動) 3: 59.3255; ⑤全光束(Tc=25℃,定格駆動) 4: 47.7416; ⑤全光束(Tc=25℃,定格駆動) 5: 43.9222; ⑤全光束(Tc=25℃,定格駆動) 6: 51.5609; ⑤全光束(Tc=25℃,定格駆動) 7: 46.4062; ⑤全光束(Tc=25℃,定格駆動) 8: 2.7531; ⑤全光束(Tc=25℃,定格駆動) 10: 163.4539; ⑤全光束(Tc=25℃,定格駆動) 11: 0.16; ⑤全光束(Tc=25℃,定格駆動) 12: 0.44049; ⑤全光束(Tc=25℃,定格駆動) 13: 75.2201
[7 empty] | 37.6465 |  |  | 16940.9089 | ⑤全光束(Tc=25℃,定格駆動) 1: 2.941%; ⑤全光束(Tc=25℃,定格駆動) 2: 2.1554; ⑤全光束(Tc=25℃,定格駆動) 3: 53.8859; ⑤全光束(Tc=25℃,定格駆動) 4: 47.6489; ⑤全光束(Tc=25℃,定格駆動) 5: 43.837; ⑤全光束(Tc=25℃,定格駆動) 6: 51.4609; ⑤全光束(Tc=25℃,定格駆動) 7: 46.3162; ⑤全光束(Tc=25℃,定格駆動) 8: 2.4958; ⑤全光束(Tc=25℃,定格駆動) 10: 180.3037; ⑤全光束(Tc=25℃,定格駆動) 11: 0.13; ⑤全光束(Tc=25℃,定格駆動) 12: 0.32445; ⑤全光束(Tc=25℃,定格駆動) 13: 75.1041
[7 empty] | 35.9346 |  |  | 23285.5964 | ⑤全光束(Tc=25℃,定格駆動) 1: 2.14%; ⑤全光束(Tc=25℃,定格駆動) 2: 1.4815; ⑤全光束(Tc=25℃,定格駆動) 3: 26.6662; ⑤全光束(Tc=25℃,定格駆動) 4: 95.1995; ⑤全光束(Tc=25℃,定格駆動) 5: 87.5836; ⑤全光束(Tc=25℃,定格駆動) 6: 102.8155; ⑤全光束(Tc=25℃,定格駆動) 7: 92.5368; ⑤全光束(Tc=25℃,定格駆動) 8: 2.4676; ⑤全光束(Tc=25℃,定格駆動) 10: 182.3631; ⑤全光束(Tc=25℃,定格駆動) 11: 0.095; ⑤全光束(Tc=25℃,定格駆動) 12: 0.23442; ⑤全光束(Tc=25℃,定格駆動) 13: 75.014
[7 empty] | #VALUE! |  |  |  | ⑤全光束(Tc=25℃,定格駆動) 1: #VALUE!; ⑤全光束(Tc=25℃,定格駆動) 2: #VALUE!; ⑤全光束(Tc=25℃,定格駆動) 3: #VALUE!; ⑤全光束(Tc=25℃,定格駆動) 4: #VALUE!; ⑤全光束(Tc=25℃,定格駆動) 5: #VALUE!; ⑤全光束(Tc=25℃,定格駆動) 6: #VALUE!; ⑤全光束(Tc=25℃,定格駆動) 7: #VALUE!; ⑤全光束(Tc=25℃,定格駆動) 8: #VALUE!; ⑤全光束(Tc=25℃,定格駆動) 10: #VALUE!; ⑤全光束(Tc=25℃,定格駆動) 11: 0; ⑤全光束(Tc=25℃,定格駆動) 12: #VALUE!; ⑤全光束(Tc=25℃,定格駆動) 13: FALSE
[7 empty] | #VALUE! |  |  |  | ⑤全光束(Tc=25℃,定格駆動) 1: #VALUE!; ⑤全光束(Tc=25℃,定格駆動) 2: #VALUE!; ⑤全光束(Tc=25℃,定格駆動) 3: #VALUE!; ⑤全光束(Tc=25℃,定格駆動) 4: #VALUE!; ⑤全光束(Tc=25℃,定格駆動) 5: #VALUE!; ⑤全光束(Tc=25℃,定格駆動) 6: #VALUE!; ⑤全光束(Tc=25℃,定格駆動) 7: #VALUE!; ⑤全光束(Tc=25℃,定格駆動) 8: #VALUE!; ⑤全光束(Tc=25℃,定格駆動) 10: #VALUE!; ⑤全光束(Tc=25℃,定格駆動) 11: 0.26141; ⑤全光束(Tc=25℃,定格駆動) 12: #VALUE!; ⑤全光束(Tc=25℃,定格駆動) 13: FALSE
[7 empty] | #VALUE! |  |  |  | ⑤全光束(Tc=25℃,定格駆動) 1: #VALUE!; ⑤全光束(Tc=25℃,定格駆動) 2: #VALUE!; ⑤全光束(Tc=25℃,定格駆動) 3: #VALUE!; ⑤全光束(Tc=25℃,定格駆動) 4: #VALUE!; ⑤全光束(Tc=25℃,定格駆動) 5: #VALUE!; ⑤全光束(Tc=25℃,定格駆動) 6: #VALUE!; ⑤全光束(Tc=25℃,定格駆動) 7: #VALUE!; ⑤全光束(Tc=25℃,定格駆動) 8: #VALUE!; ⑤全光束(Tc=25℃,定格駆動) 10: #VALUE!; ⑤全光束(Tc=25℃,定格駆動) 11: 0; ⑤全光束(Tc=25℃,定格駆動) 12: #VALUE!; ⑤全光束(Tc=25℃,定格駆動) 13: FALSE
[7 empty] | #VALUE! |  |  |  | ⑤全光束(Tc=25℃,定格駆動) 1: #VALUE!; ⑤全光束(Tc=25℃,定格駆動) 2: #VALUE!; ⑤全光束(Tc=25℃,定格駆動) 3: #VALUE!; ⑤全光束(Tc=25℃,定格駆動) 4: #VALUE!; ⑤全光束(Tc=25℃,定格駆動) 5: #VALUE!; ⑤全光束(Tc=25℃,定格駆動) 6: #VALUE!; ⑤全光束(Tc=25℃,定格駆動) 7: #VALUE!; ⑤全光束(Tc=25℃,定格駆動) 8: #VALUE!; ⑤全光束(Tc=25℃,定格駆動) 10: #VALUE!; ⑤全光束(Tc=25℃,定格駆動) 11: 0; ⑤全光束(Tc=25℃,定格駆動) 12: #VALUE!; ⑤全光束(Tc=25℃,定格駆動) 13: FALSE
[8 empty] | ディレーティングカーブ |  |  | ⑤全光束(Tc=25℃,定格駆動) 6: Tc Limit; ⑤全光束(Tc=25℃,定格駆動) 7: IF Limit; ⑤全光束(Tc=25℃,定格駆動) 11: Tj Limit; ⑤全光束(Tc=25℃,定格駆動) 12: Tj
[8 empty] | 傾き | 切片 | IF Limit | ⑤全光束(Tc=25℃,定格駆動) 3: U/L; ⑤全光束(Tc=25℃,定格駆動) 6: Judgement; ⑤全光束(Tc=25℃,定格駆動) 7: L/L; ⑤全光束(Tc=25℃,定格駆動) 9: U/L; ⑤全光束(Tc=25℃,定格駆動) 10: Judgement; ⑤全光束(Tc=25℃,定格駆動) 11: Judgement; ⑤全光束(Tc=25℃,定格駆動) 12: Shown
[7 empty] | CLU02J-1201C9 | #DIV/0! | #DIV/0! |  | ⑤全光束(Tc=25℃,定格駆動) 1: 180; ⑤全光束(Tc=25℃,定格駆動) 2: 180; ⑤全光束(Tc=25℃,定格駆動) 3: 180; ⑤全光束(Tc=25℃,定格駆動) 4: 180; ⑤全光束(Tc=25℃,定格駆動) 5: CLU02J-1201C9; ⑤全光束(Tc=25℃,定格駆動) 6: TRUE; ⑤全光束(Tc=25℃,定格駆動) 7: 5; ⑤全光束(Tc=25℃,定格駆動) 9: 180; ⑤全光束(Tc=25℃,定格駆動) 10: TRUE; ⑤全光束(Tc=25℃,定格駆動) 11: TRUE; ⑤全光束(Tc=25℃,定格駆動) 12: TRUE
[7 empty] | CLU02J-1202C9 | #DIV/0! | #DIV/0! |  | ⑤全光束(Tc=25℃,定格駆動) 1: 360; ⑤全光束(Tc=25℃,定格駆動) 2: 360; ⑤全光束(Tc=25℃,定格駆動) 3: 360; ⑤全光束(Tc=25℃,定格駆動) 4: 180; ⑤全光束(Tc=25℃,定格駆動) 5: CLU02J-1202C9; ⑤全光束(Tc=25℃,定格駆動) 6: TRUE; ⑤全光束(Tc=25℃,定格駆動) 7: 10; ⑤全光束(Tc=25℃,定格駆動) 9: 360; ⑤全光束(Tc=25℃,定格駆動) 10: TRUE; ⑤全光束(Tc=25℃,定格駆動) 11: TRUE; ⑤全光束(Tc=25℃,定格駆動) 12: TRUE
[7 empty] | CLU02J-1203C9 | #DIV/0! | #DIV/0! |  | ⑤全光束(Tc=25℃,定格駆動) 1: 540; ⑤全光束(Tc=25℃,定格駆動) 2: 540; ⑤全光束(Tc=25℃,定格駆動) 3: 540; ⑤全光束(Tc=25℃,定格駆動) 4: 180; ⑤全光束(Tc=25℃,定格駆動) 5: CLU02J-1203C9; ⑤全光束(Tc=25℃,定格駆動) 6: TRUE; ⑤全光束(Tc=25℃,定格駆動) 7: 15; ⑤全光束(Tc=25℃,定格駆動) 9: 540; ⑤全光束(Tc=25℃,定格駆動) 10: TRUE; ⑤全光束(Tc=25℃,定格駆動) 11: TRUE; ⑤全光束(Tc=25℃,定格駆動) 12: TRUE
[7 empty] | CLU02J-1204C9 | #DIV/0! | #DIV/0! |  | ⑤全光束(Tc=25℃,定格駆動) 1: 720; ⑤全光束(Tc=25℃,定格駆動) 2: 720; ⑤全光束(Tc=25℃,定格駆動) 3: 720; ⑤全光束(Tc=25℃,定格駆動) 4: 180; ⑤全光束(Tc=25℃,定格駆動) 5: CLU02J-1204C9; ⑤全光束(Tc=25℃,定格駆動) 6: TRUE; ⑤全光束(Tc=25℃,定格駆動) 7: 20; ⑤全光束(Tc=25℃,定格駆動) 9: 720; ⑤全光束(Tc=25℃,定格駆動) 10: TRUE; ⑤全光束(Tc=25℃,定格駆動) 11: TRUE; ⑤全光束(Tc=25℃,定格駆動) 12: TRUE
[7 empty] | CLU03J-1205C9 | #DIV/0! | #DIV/0! |  | ⑤全光束(Tc=25℃,定格駆動) 1: 900; ⑤全光束(Tc=25℃,定格駆動) 2: 900; ⑤全光束(Tc=25℃,定格駆動) 3: 900; ⑤全光束(Tc=25℃,定格駆動) 4: 180; ⑤全光束(Tc=25℃,定格駆動) 5: CLU03J-1205C9; ⑤全光束(Tc=25℃,定格駆動) 6: TRUE; ⑤全光束(Tc=25℃,定格駆動) 7: 25; ⑤全光束(Tc=25℃,定格駆動) 9: 900; ⑤全光束(Tc=25℃,定格駆動) 10: TRUE; ⑤全光束(Tc=25℃,定格駆動) 11: TRUE; ⑤全光束(Tc=25℃,定格駆動) 12: TRUE
[7 empty] | CLU03J-1206C9 | #DIV/0! | #DIV/0! |  | ⑤全光束(Tc=25℃,定格駆動) 1: 1080; ⑤全光束(Tc=25℃,定格駆動) 2: 1080; ⑤全光束(Tc=25℃,定格駆動) 3: 1080; ⑤全光束(Tc=25℃,定格駆動) 4: 180; ⑤全光束(Tc=25℃,定格駆動) 5: CLU03J-1206C9; ⑤全光束(Tc=25℃,定格駆動) 6: TRUE; ⑤全光束(Tc=25℃,定格駆動) 7: 30; ⑤全光束(Tc=25℃,定格駆動) 9: 1080; ⑤全光束(Tc=25℃,定格駆動) 10: TRUE; ⑤全光束(Tc=25℃,定格駆動) 11: TRUE; ⑤全光束(Tc=25℃,定格駆動) 12: TRUE
[7 empty] | CLU03J-1208C9 | #DIV/0! | #DIV/0! |  | ⑤全光束(Tc=25℃,定格駆動) 1: 1440; ⑤全光束(Tc=25℃,定格駆動) 2: 1440; ⑤全光束(Tc=25℃,定格駆動) 3: 1440; ⑤全光束(Tc=25℃,定格駆動) 4: 180; ⑤全光束(Tc=25℃,定格駆動) 5: CLU03J-1208C9; ⑤全光束(Tc=25℃,定格駆動) 6: TRUE; ⑤全光束(Tc=25℃,定格駆動) 7: 40; ⑤全光束(Tc=25℃,定格駆動) 9: 1440; ⑤全光束(Tc=25℃,定格駆動) 10: TRUE; ⑤全光束(Tc=25℃,定格駆動) 11: TRUE; ⑤全光束(Tc=25℃,定格駆動) 12: TRUE
[7 empty] | CLU03J-1210C9 | -18.3695 | 3579.6288 |  | ⑤全光束(Tc=25℃,定格駆動) 1: 1800; ⑤全光束(Tc=25℃,定格駆動) 2: 2205.9651; ⑤全光束(Tc=25℃,定格駆動) 3: 1800; ⑤全光束(Tc=25℃,定格駆動) 4: 180; ⑤全光束(Tc=25℃,定格駆動) 5: CLU03J-1210C9; ⑤全光束(Tc=25℃,定格駆動) 6: TRUE; ⑤全光束(Tc=25℃,定格駆動) 7: 50; ⑤全光束(Tc=25℃,定格駆動) 9: 1800; ⑤全光束(Tc=25℃,定格駆動) 10: TRUE; ⑤全光束(Tc=25℃,定格駆動) 11: TRUE; ⑤全光束(Tc=25℃,定格駆動) 12: TRUE
[7 empty] | CLU04J-1211C9 | #DIV/0! | #DIV/0! |  | ⑤全光束(Tc=25℃,定格駆動) 1: 1980; ⑤全光束(Tc=25℃,定格駆動) 2: 1980; ⑤全光束(Tc=25℃,定格駆動) 3: 1980; ⑤全光束(Tc=25℃,定格駆動) 4: 180; ⑤全光束(Tc=25℃,定格駆動) 5: CLU04J-1211C9; ⑤全光束(Tc=25℃,定格駆動) 6: TRUE; ⑤全光束(Tc=25℃,定格駆動) 7: 55; ⑤全光束(Tc=25℃,定格駆動) 9: 1980; ⑤全光束(Tc=25℃,定格駆動) 10: TRUE; ⑤全光束(Tc=25℃,定格駆動) 11: TRUE; ⑤全光束(Tc=25℃,定格駆動) 12: TRUE
[7 empty] | CLU04J-1212C9 | #DIV/0! | #DIV/0! |  | ⑤全光束(Tc=25℃,定格駆動) 1: 2160; ⑤全光束(Tc=25℃,定格駆動) 2: 2160; ⑤全光束(Tc=25℃,定格駆動) 3: 2160; ⑤全光束(Tc=25℃,定格駆動) 4: 180; ⑤全光束(Tc=25℃,定格駆動) 5: CLU04J-1212C9; ⑤全光束(Tc=25℃,定格駆動) 6: TRUE; ⑤全光束(Tc=25℃,定格駆動) 7: 60; ⑤全光束(Tc=25℃,定格駆動) 9: 2160; ⑤全光束(Tc=25℃,定格駆動) 10: TRUE; ⑤全光束(Tc=25℃,定格駆動) 11: TRUE; ⑤全光束(Tc=25℃,定格駆動) 12: TRUE
a | [6 empty] | CLU04J-1812C9 | #DIV/0! | #DIV/0! |  | ⑤全光束(Tc=25℃,定格駆動) 1: 2160; ⑤全光束(Tc=25℃,定格駆動) 2: 2160; ⑤全光束(Tc=25℃,定格駆動) 3: 2160; ⑤全光束(Tc=25℃,定格駆動) 4: 180; ⑤全光束(Tc=25℃,定格駆動) 5: CLU04J-1812C9; ⑤全光束(Tc=25℃,定格駆動) 6: TRUE; ⑤全光束(Tc=25℃,定格駆動) 7: 60; ⑤全光束(Tc=25℃,定格駆動) 9: 2160; ⑤全光束(Tc=25℃,定格駆動) 10: FALSE; ⑤全光束(Tc=25℃,定格駆動) 11: TRUE; ⑤全光束(Tc=25℃,定格駆動) 12: FALSE
b | [6 empty] | CLU04J-1818C9 | -26.2223 | 5143.4648 |  | ⑤全光束(Tc=25℃,定格駆動) 1: 3240; ⑤全光束(Tc=25℃,定格駆動) 2: 3182.5719; ⑤全光束(Tc=25℃,定格駆動) 3: 3182.5719; ⑤全光束(Tc=25℃,定格駆動) 4: 176.8096; ⑤全光束(Tc=25℃,定格駆動) 5: CLU04J-1818C9; ⑤全光束(Tc=25℃,定格駆動) 6: TRUE; ⑤全光束(Tc=25℃,定格駆動) 7: 90; ⑤全光束(Tc=25℃,定格駆動) 9: 3182.5719; ⑤全光束(Tc=25℃,定格駆動) 10: FALSE; ⑤全光束(Tc=25℃,定格駆動) 11: TRUE; ⑤全光束(Tc=25℃,定格駆動) 12: FALSE
c | [7 empty] | -49.1621 | 9564.2426 |  | ⑤全光束(Tc=25℃,定格駆動) 1: 4500; ⑤全光束(Tc=25℃,定格駆動) 2: 5887.9172; ⑤全光束(Tc=25℃,定格駆動) 3: 4500; ⑤全光束(Tc=25℃,定格駆動) 4: 180; ⑤全光束(Tc=25℃,定格駆動) 6: TRUE; ⑤全光束(Tc=25℃,定格駆動) 7: 125; ⑤全光束(Tc=25℃,定格駆動) 9: 4500; ⑤全光束(Tc=25℃,定格駆動) 10: FALSE; ⑤全光束(Tc=25℃,定格駆動) 11: TRUE; ⑤全光束(Tc=25℃,定格駆動) 12: FALSE
d | [7 empty] | -23.9976 | 4720.8546 |  | ⑤全光束(Tc=25℃,定格駆動) 1: 3240; ⑤全光束(Tc=25℃,定格駆動) 2: 2926.3252; ⑤全光束(Tc=25℃,定格駆動) 3: 2926.3252; ⑤全光束(Tc=25℃,定格駆動) 4: 162.5736; ⑤全光束(Tc=25℃,定格駆動) 6: TRUE; ⑤全光束(Tc=25℃,定格駆動) 7: 90; ⑤全光束(Tc=25℃,定格駆動) 9: 2926.3252; ⑤全光束(Tc=25℃,定格駆動) 10: FALSE; ⑤全光束(Tc=25℃,定格駆動) 11: TRUE; ⑤全光束(Tc=25℃,定格駆動) 12: FALSE
[11 empty] | #VALUE! | 0 | #VALUE! | #VALUE! |  | TRUE | #VALUE! |  | #VALUE! | FALSE | FALSE | FALSE
[11 empty] | #VALUE! | 0 | #VALUE! | #VALUE! |  | TRUE | #VALUE! |  | #VALUE! | FALSE | FALSE | FALSE
[11 empty] | #VALUE! | 0 | #VALUE! | #VALUE! |  | TRUE | #VALUE! |  | #VALUE! | FALSE | FALSE | FALSE
[11 empty] | #VALUE! | 0 | #VALUE! | #VALUE! |  | TRUE | #VALUE! |  | #VALUE! | FALSE | FALSE | FALSE
[15 empty] | 92% | 108%
[7 empty] | lm/die |  |  | 3000K,90Min On BBL | ⑤全光束(Tc=25℃,定格駆動) 1: IF/die; ⑤全光束(Tc=25℃,定格駆動) 2: lm; ⑤全光束(Tc=25℃,定格駆動) 3: lm Tc-compensation; ⑤全光束(Tc=25℃,定格駆動) 4: Vftyp; ⑤全光束(Tc=25℃,定格駆動) 5: Vfmin; ⑤全光束(Tc=25℃,定格駆動) 6: Vfmax; ⑤全光束(Tc=25℃,定格駆動) 7: VF Tc-compensation; ⑤全光束(Tc=25℃,定格駆動) 8: W; ⑤全光束(Tc=25℃,定格駆動) 10: lm/W; ⑤全光束(Tc=25℃,定格駆動) 11: Rj-c; ⑤全光束(Tc=25℃,定格駆動) 12: ⊿T j-c; ⑤全光束(Tc=25℃,定格駆動) 13: Tj
[7 empty] | 38.2945 |  | CLU02J | 459.5345 | ⑤全光束(Tc=25℃,定格駆動) 1: 450; ⑤全光束(Tc=25℃,定格駆動) 2: 1708.743; ⑤全光束(Tc=25℃,定格駆動) 3: 1543.2512; ⑤全光束(Tc=25℃,定格駆動) 4: 41.0401; ⑤全光束(Tc=25℃,定格駆動) 5: 36.7008; ⑤全光束(Tc=25℃,定格駆動) 6: 43.0836; ⑤全光束(Tc=25℃,定格駆動) 7: 39.8922; ⑤全光束(Tc=25℃,定格駆動) 8: 17.9515; ⑤全光束(Tc=25℃,定格駆動) 10: 85.9678; ⑤全光束(Tc=25℃,定格駆動) 11: 2.6; ⑤全光束(Tc=25℃,定格駆動) 12: 46.6739; ⑤全光束(Tc=25℃,定格駆動) 13: 121.4535
[7 empty] | 37.6526 |  | CLU02J | 903.6633 | ⑤全光束(Tc=25℃,定格駆動) 1: 225; ⑤全光束(Tc=25℃,定格駆動) 2: 2011.8772; ⑤全光束(Tc=25℃,定格駆動) 3: 1817.0269; ⑤全光束(Tc=25℃,定格駆動) 4: 37.4326; ⑤全光束(Tc=25℃,定格駆動) 5: 33.4747; ⑤全光束(Tc=25℃,定格駆動) 6: 39.2964; ⑤全光束(Tc=25℃,定格駆動) 7: 36.3856; ⑤全光束(Tc=25℃,定格駆動) 8: 16.3735; ⑤全光束(Tc=25℃,定格駆動) 10: 110.9737; ⑤全光束(Tc=25℃,定格駆動) 11: 1.5; ⑤全光束(Tc=25℃,定格駆動) 12: 24.5602; ⑤全光束(Tc=25℃,定格駆動) 13: 99.3398
[7 empty] | 37.0338 |  | CLU02J | 1333.2179 | ⑤全光束(Tc=25℃,定格駆動) 1: 150; ⑤全光束(Tc=25℃,定格駆動) 2: 2108.8323; ⑤全光束(Tc=25℃,定格駆動) 3: 1904.5919; ⑤全光束(Tc=25℃,定格駆動) 4: 35.7821; ⑤全光束(Tc=25℃,定格駆動) 5: 31.9988; ⑤全光束(Tc=25℃,定格駆動) 6: 37.5638; ⑤全光束(Tc=25℃,定格駆動) 7: 34.7813; ⑤全光束(Tc=25℃,定格駆動) 8: 15.6516; ⑤全光束(Tc=25℃,定格駆動) 10: 121.6868; ⑤全光束(Tc=25℃,定格駆動) 11: 1; ⑤全光束(Tc=25℃,定格駆動) 12: 15.6516; ⑤全光束(Tc=25℃,定格駆動) 13: 90.4312
[7 empty] | 36.2452 |  | CLU02J | 1739.7673 | ⑤全光束(Tc=25℃,定格駆動) 1: 112.5; ⑤全光束(Tc=25℃,定格駆動) 2: 2132.0326; ⑤全光束(Tc=25℃,定格駆動) 3: 1925.5453; ⑤全光束(Tc=25℃,定格駆動) 4: 34.8473; ⑤全光束(Tc=25℃,定格駆動) 5: 31.1628; ⑤全光束(Tc=25℃,定格駆動) 6: 36.5824; ⑤全光束(Tc=25℃,定格駆動) 7: 33.8726; ⑤全光束(Tc=25℃,定格駆動) 8: 15.2427; ⑤全光束(Tc=25℃,定格駆動) 10: 126.3259; ⑤全光束(Tc=25℃,定格駆動) 11: 0.86; ⑤全光束(Tc=25℃,定格駆動) 12: 13.1087; ⑤全光束(Tc=25℃,定格駆動) 13: 87.8883
[7 empty] | 37.8127 |  | CLU03J | 2268.7636 | ⑤全光束(Tc=25℃,定格駆動) 1: 90; ⑤全光束(Tc=25℃,定格駆動) 2: 2268.7636; ⑤全光束(Tc=25℃,定格駆動) 3: 2049.0339; ⑤全光束(Tc=25℃,定格駆動) 4: 34.276; ⑤全光束(Tc=25℃,定格駆動) 5: 30.6519; ⑤全光束(Tc=25℃,定格駆動) 6: 35.9827; ⑤全光束(Tc=25℃,定格駆動) 7: 33.3173; ⑤全光束(Tc=25℃,定格駆動) 8: 14.9928; ⑤全光束(Tc=25℃,定格駆動) 10: 136.668; ⑤全光束(Tc=25℃,定格駆動) 11: 0.68; ⑤全光束(Tc=25℃,定格駆動) 12: 10.1951; ⑤全光束(Tc=25℃,定格駆動) 13: 84.9747
[7 empty] | 37.3529 |  | CLU03J | 2689.4115 | ⑤全光束(Tc=25℃,定格駆動) 1: 75; ⑤全光束(Tc=25℃,定格駆動) 2: 2271.5429; ⑤全光束(Tc=25℃,定格駆動) 3: 2051.544; ⑤全光束(Tc=25℃,定格駆動) 4: 33.8684; ⑤全光束(Tc=25℃,定格駆動) 5: 30.2874; ⑤全光束(Tc=25℃,定格駆動) 6: 35.5548; ⑤全光束(Tc=25℃,定格駆動) 7: 32.9211; ⑤全光束(Tc=25℃,定格駆動) 8: 14.8145; ⑤全光束(Tc=25℃,定格駆動) 10: 138.4822; ⑤全光束(Tc=25℃,定格駆動) 11: 0.61; ⑤全光束(Tc=25℃,定格駆動) 12: 9.0368; ⑤全光束(Tc=25℃,定格駆動) 13: 83.8164
[7 empty] | 36.5967 |  | CLU03J | 3513.2803 | ⑤全光束(Tc=25℃,定格駆動) 1: 56.25; ⑤全光束(Tc=25℃,定格駆動) 2: 2264.4866; ⑤全光束(Tc=25℃,定格駆動) 3: 2045.1711; ⑤全光束(Tc=25℃,定格駆動) 4: 33.3541; ⑤全光束(Tc=25℃,定格駆動) 5: 29.8275; ⑤全光束(Tc=25℃,定格駆動) 6: 35.0149; ⑤全光束(Tc=25℃,定格駆動) 7: 32.4212; ⑤全光束(Tc=25℃,定格駆動) 8: 14.5895; ⑤全光束(Tc=25℃,定格駆動) 10: 140.1806; ⑤全光束(Tc=25℃,定格駆動) 11: 0.48; ⑤全光束(Tc=25℃,定格駆動) 12: 7.003; ⑤全光束(Tc=25℃,定格駆動) 13: 81.7826
[7 empty] | 36.3188 |  | CLU03J | 4358.2574 | ⑤全光束(Tc=25℃,定格駆動) 1: 45; ⑤全光束(Tc=25℃,定格駆動) 2: 2272.0272; ⑤全光束(Tc=25℃,定格駆動) 3: 2051.9814; ⑤全光束(Tc=25℃,定格駆動) 4: 33.0361; ⑤全光束(Tc=25℃,定格駆動) 5: 29.5431; ⑤全光束(Tc=25℃,定格駆動) 6: 34.6811; ⑤全光束(Tc=25℃,定格駆動) 7: 32.1121; ⑤全光束(Tc=25℃,定格駆動) 8: 14.4504; ⑤全光束(Tc=25℃,定格駆動) 10: 142.0013; ⑤全光束(Tc=25℃,定格駆動) 11: 0.4; ⑤全光束(Tc=25℃,定格駆動) 12: 5.7802; ⑤全光束(Tc=25℃,定格駆動) 13: 80.5598
[7 empty] | 37.8041 |  | CLU04J | 4990.139 | ⑤全光束(Tc=25℃,定格駆動) 1: 40.9091; ⑤全光束(Tc=25℃,定格駆動) 2: 2374.8067; ⑤全光束(Tc=25℃,定格駆動) 3: 2144.8067; ⑤全光束(Tc=25℃,定格駆動) 4: 32.9244; ⑤全光束(Tc=25℃,定格駆動) 5: 29.4432; ⑤全光束(Tc=25℃,定格駆動) 6: 34.5638; ⑤全光束(Tc=25℃,定格駆動) 7: 32.0035; ⑤全光束(Tc=25℃,定格駆動) 8: 14.4016; ⑤全光束(Tc=25℃,定格駆動) 10: 148.9287; ⑤全光束(Tc=25℃,定格駆動) 11: 0.36; ⑤全光束(Tc=25℃,定格駆動) 12: 5.1846; ⑤全光束(Tc=25℃,定格駆動) 13: 79.9642
[7 empty] | 37.8382 |  | CLU04J | 5448.7056 | ⑤全光束(Tc=25℃,定格駆動) 1: 37.5; ⑤全光束(Tc=25℃,定格駆動) 2: 2385.4749; ⑤全光束(Tc=25℃,定格駆動) 3: 2154.4417; ⑤全光束(Tc=25℃,定格駆動) 4: 32.8352; ⑤全光束(Tc=25℃,定格駆動) 5: 29.3635; ⑤全光束(Tc=25℃,定格駆動) 6: 34.4702; ⑤全光束(Tc=25℃,定格駆動) 7: 31.9168; ⑤全光束(Tc=25℃,定格駆動) 8: 14.3626; ⑤全光束(Tc=25℃,定格駆動) 10: 150.0039; ⑤全光束(Tc=25℃,定格駆動) 11: 0.32; ⑤全光束(Tc=25℃,定格駆動) 12: 4.596; ⑤全光束(Tc=25℃,定格駆動) 13: 79.3756
[7 empty] | 36.7913 |  | CLU04J | 7946.9196 | ⑤全光束(Tc=25℃,定格駆動) 1: 37.5; ⑤全光束(Tc=25℃,定格駆動) 2: 3479.2075; ⑤全光束(Tc=25℃,定格駆動) 3: 3142.2463; ⑤全光束(Tc=25℃,定格駆動) 4: 49.2153; ⑤全光束(Tc=25℃,定格駆動) 5: 44.0117; ⑤全光束(Tc=25℃,定格駆動) 6: 51.6659; ⑤全光束(Tc=25℃,定格駆動) 7: 47.8388; ⑤全光束(Tc=25℃,定格駆動) 8: 21.5274; ⑤全光束(Tc=25℃,定格駆動) 10: 145.9647; ⑤全光束(Tc=25℃,定格駆動) 11: 0.24; ⑤全光束(Tc=25℃,定格駆動) 12: 5.1666; ⑤全光束(Tc=25℃,定格駆動) 13: 79.9462
[7 empty] | 35.8033 |  | CLU04J | 11600.2805 | ⑤全光束(Tc=25℃,定格駆動) 1: 25; ⑤全光束(Tc=25℃,定格駆動) 2: 3435.7997; ⑤全光束(Tc=25℃,定格駆動) 3: 3103.0426; ⑤全光束(Tc=25℃,定格駆動) 4: 48.685; ⑤全光束(Tc=25℃,定格駆動) 5: 43.5374; ⑤全光束(Tc=25℃,定格駆動) 6: 51.1091; ⑤全光束(Tc=25℃,定格駆動) 7: 47.3232; ⑤全光束(Tc=25℃,定格駆動) 8: 21.2955; ⑤全光束(Tc=25℃,定格駆動) 10: 145.7138; ⑤全光束(Tc=25℃,定格駆動) 11: 0.16; ⑤全光束(Tc=25℃,定格駆動) 12: 3.4073; ⑤全光束(Tc=25℃,定格駆動) 13: 78.1869
[7 empty] | 37.6465 |  | 0 | 16940.9089 | ⑤全光束(Tc=25℃,定格駆動) 1: 18; ⑤全光束(Tc=25℃,定格駆動) 2: 3651.1788; ⑤全光束(Tc=25℃,定格駆動) 3: 3297.5622; ⑤全光束(Tc=25℃,定格駆動) 4: 48.341; ⑤全光束(Tc=25℃,定格駆動) 5: 43.2297; ⑤全光束(Tc=25℃,定格駆動) 6: 50.748; ⑤全光束(Tc=25℃,定格駆動) 7: 46.9889; ⑤全光束(Tc=25℃,定格駆動) 8: 21.145; ⑤全光束(Tc=25℃,定格駆動) 10: 155.9501; ⑤全光束(Tc=25℃,定格駆動) 11: 0.13; ⑤全光束(Tc=25℃,定格駆動) 12: 2.7488; ⑤全光束(Tc=25℃,定格駆動) 13: 77.5284
[7 empty] | 35.9346 |  | 0 | 23285.5964 | ⑤全光束(Tc=25℃,定格駆動) 1: 25; ⑤全光束(Tc=25℃,定格駆動) 2: 6896.7855; ⑤全光束(Tc=25℃,定格駆動) 3: 6228.8319; ⑤全光束(Tc=25℃,定格駆動) 4: 97.244; ⑤全光束(Tc=25℃,定格駆動) 5: 86.9621; ⑤全光束(Tc=25℃,定格駆動) 6: 102.086; ⑤全光束(Tc=25℃,定格駆動) 7: 94.5241; ⑤全光束(Tc=25℃,定格駆動) 8: 42.5358; ⑤全光束(Tc=25℃,定格駆動) 10: 146.4373; ⑤全光束(Tc=25℃,定格駆動) 11: 0.095; ⑤全光束(Tc=25℃,定格駆動) 12: 4.0409; ⑤全光束(Tc=25℃,定格駆動) 13: 78.8205
[7 empty] | #VALUE! |  | 0 |  | ⑤全光束(Tc=25℃,定格駆動) 1: #VALUE!; ⑤全光束(Tc=25℃,定格駆動) 2: #VALUE!; ⑤全光束(Tc=25℃,定格駆動) 3: #VALUE!; ⑤全光束(Tc=25℃,定格駆動) 4: #VALUE!; ⑤全光束(Tc=25℃,定格駆動) 5: #VALUE!; ⑤全光束(Tc=25℃,定格駆動) 6: #VALUE!; ⑤全光束(Tc=25℃,定格駆動) 7: #VALUE!; ⑤全光束(Tc=25℃,定格駆動) 8: #VALUE!; ⑤全光束(Tc=25℃,定格駆動) 10: #VALUE!; ⑤全光束(Tc=25℃,定格駆動) 11: 0; ⑤全光束(Tc=25℃,定格駆動) 12: #VALUE!; ⑤全光束(Tc=25℃,定格駆動) 13: #VALUE!
[7 empty] | #VALUE! |  | 0 |  | ⑤全光束(Tc=25℃,定格駆動) 1: #VALUE!; ⑤全光束(Tc=25℃,定格駆動) 2: #VALUE!; ⑤全光束(Tc=25℃,定格駆動) 3: #VALUE!; ⑤全光束(Tc=25℃,定格駆動) 4: #VALUE!; ⑤全光束(Tc=25℃,定格駆動) 5: #VALUE!; ⑤全光束(Tc=25℃,定格駆動) 6: #VALUE!; ⑤全光束(Tc=25℃,定格駆動) 7: #VALUE!; ⑤全光束(Tc=25℃,定格駆動) 8: #VALUE!; ⑤全光束(Tc=25℃,定格駆動) 10: #VALUE!; ⑤全光束(Tc=25℃,定格駆動) 11: 0.26141; ⑤全光束(Tc=25℃,定格駆動) 12: #VALUE!; ⑤全光束(Tc=25℃,定格駆動) 13: #VALUE!
[7 empty] | #VALUE! |  | 0 |  | ⑤全光束(Tc=25℃,定格駆動) 1: #VALUE!; ⑤全光束(Tc=25℃,定格駆動) 2: #VALUE!; ⑤全光束(Tc=25℃,定格駆動) 3: #VALUE!; ⑤全光束(Tc=25℃,定格駆動) 4: #VALUE!; ⑤全光束(Tc=25℃,定格駆動) 5: #VALUE!; ⑤全光束(Tc=25℃,定格駆動) 6: #VALUE!; ⑤全光束(Tc=25℃,定格駆動) 7: #VALUE!; ⑤全光束(Tc=25℃,定格駆動) 8: #VALUE!; ⑤全光束(Tc=25℃,定格駆動) 10: #VALUE!; ⑤全光束(Tc=25℃,定格駆動) 11: 0; ⑤全光束(Tc=25℃,定格駆動) 12: #VALUE!; ⑤全光束(Tc=25℃,定格駆動) 13: #VALUE!
[7 empty] | #VALUE! |  | 0 |  | ⑤全光束(Tc=25℃,定格駆動) 1: #VALUE!; ⑤全光束(Tc=25℃,定格駆動) 2: #VALUE!; ⑤全光束(Tc=25℃,定格駆動) 3: #VALUE!; ⑤全光束(Tc=25℃,定格駆動) 4: #VALUE!; ⑤全光束(Tc=25℃,定格駆動) 5: #VALUE!; ⑤全光束(Tc=25℃,定格駆動) 6: #VALUE!; ⑤全光束(Tc=25℃,定格駆動) 7: #VALUE!; ⑤全光束(Tc=25℃,定格駆動) 8: #VALUE!; ⑤全光束(Tc=25℃,定格駆動) 10: #VALUE!; ⑤全光束(Tc=25℃,定格駆動) 11: 0; ⑤全光束(Tc=25℃,定格駆動) 12: #VALUE!; ⑤全光束(Tc=25℃,定格駆動) 13: #VALUE!
[16 empty] | Tc Limit | IF Limit |  |  |  | Tj Limit | Tj | NA
[10 empty] | IF Limit | ⑤全光束(Tc=25℃,定格駆動) 3: U/L; ⑤全光束(Tc=25℃,定格駆動) 6: Judgement; ⑤全光束(Tc=25℃,定格駆動) 7: L/L; ⑤全光束(Tc=25℃,定格駆動) 9: U/L; ⑤全光束(Tc=25℃,定格駆動) 10: Judgement; ⑤全光束(Tc=25℃,定格駆動) 11: Judgement; ⑤全光束(Tc=25℃,定格駆動) 12: Shown; ⑤全光束(Tc=25℃,定格駆動) 13: lumen
[11 empty] | 180 | 180 | 180 |  | CLU02J-1201C9 | TRUE | 5 |  | 180 | FALSE | TRUE | FALSE | TRUE
[11 empty] | 360 | 360 | 360 |  | CLU02J-1202C9 | TRUE | 5 |  | 180 | FALSE | TRUE | FALSE | TRUE
[11 empty] | 540 | 540 | 540 |  | CLU02J-1203C9 | TRUE | 5 |  | 180 | TRUE | TRUE | TRUE | TRUE
[11 empty] | 720 | 720 | 720 |  | CLU02J-1204C9 | TRUE | 5 |  | 180 | TRUE | TRUE | TRUE | TRUE
[11 empty] | 900 | 900 | 900 |  | CLU03J-1205C9 | TRUE | 5 |  | 180 | TRUE | TRUE | TRUE | TRUE
[11 empty] | 1080 | 1080 | 1080 |  | CLU03J-1206C9 | TRUE | 5 |  | 180 | TRUE | TRUE | TRUE | TRUE
[11 empty] | 1440 | 1440 | 1440 |  | CLU03J-1208C9 | TRUE | 5 |  | 180 | TRUE | TRUE | TRUE | TRUE
[11 empty] | 1800 | 2205.9651 | 1800 |  | CLU03J-1210C9 | TRUE | 5 |  | 180 | TRUE | TRUE | TRUE | TRUE
[11 empty] | 1980 | 1980 | 1980 |  | CLU04J-1211C9 | TRUE | 5 |  | 180 | TRUE | TRUE | TRUE | TRUE
[11 empty] | 2160 | 2160 | 2160 |  | CLU04J-1212C9 | TRUE | 5 |  | 180 | TRUE | TRUE | TRUE | TRUE
[11 empty] | 2160 | 2160 | 2160 |  | CLU04J-1812C9 | TRUE | 5 |  | 180 | TRUE | TRUE | TRUE | TRUE
[11 empty] | 3240 | 3182.5719 | 3182.5719 |  | CLU04J-1818C9 | TRUE | 5 |  | 176.8096 | TRUE | TRUE | TRUE | TRUE
[11 empty] | 8750 | 5887.9172 | 5887.9172 |  |  | TRUE | 5 |  | 235.5167 | TRUE | TRUE | TRUE | TRUE
[11 empty] | 6300 | 2926.3252 | 2926.3252 |  |  | TRUE | 5 |  | 162.5736 | TRUE | TRUE | TRUE | TRUE
[11 empty] | #VALUE! | 0 | #VALUE! |  |  | TRUE | 5 |  | #VALUE! | #VALUE! | #VALUE! | #VALUE! | FALSE
[11 empty] | #VALUE! | 0 | #VALUE! |  |  | TRUE | 5 |  | #VALUE! | #VALUE! | #VALUE! | #VALUE! | FALSE
[11 empty] | #VALUE! | 0 | #VALUE! |  |  | TRUE | 5 |  | #VALUE! | #VALUE! | #VALUE! | #VALUE! | FALSE
[11 empty] | #VALUE! | 0 | #VALUE! |  |  | TRUE | 5 |  | #VALUE! | #VALUE! | #VALUE! | #VALUE! | FALSE

## 02C (hidden)
[8 empty] | カタログ値 |  | 比較(実績/カタログ値)
機種 | IF(mA) | VF(V) | Φv(lm) | Ra | R9 | N(pcs) | 備考 | VF[V] | Φv[lm] | RVF | RΦv | 確定値
CHU02CH1201C4-30AL7M4 | 90 | 33.834 | 502.6581 | 72.3231 | -34.3876 | 679 |  | 34 | 495 | 0.99512 | 1.0155 | 499.95 | 1.01 | 1
CHU02CH1201C4-40AL7M4 | 90 | 33.7795 | 509.7433 | 76.1583 | -22.2958 | 663 |  | 34 | 509 | 0.99352 | 1.0015 | 509 |  | 1.0181
CHU02CH1201C4-50AL7M4 | 90 | 33.8352 | 514.0339 | 77.6958 | -16.7265 | 673 |  | 34 | 516 | 0.99515 | 0.99619 | 516 |  | 1.0321
CHU02CH1201C4-273M2M2 | 90 | 33.3834 | 460.5897 | 83.1535 | 8.259 | 326531 |  | 34 | 449 | 0.98186 | 1.0258 | 457.98 | 1.02 | 0.97859
CHU02CH1201C4-303M2M2 | 90 | 33.443 | 463.3943 | 84.2867 | 12.1953 | 229653 |  | 34 | 468 | 0.98362 | 0.99016 | 468 |  | 1
CHU02CH1201C4-353M2M2 | 90 | 33.1835 | 473.9223 | 84.4044 | 13.9764 | 64960 |  | 34 | 476 | 0.97599 | 0.99564 | 476 |  | 1.0171
CHU02CH1201C4-403M2M2 | 90 | 33.3527 | 475.1601 | 84.9682 | 17.2933 | 31759 |  | 34 | 480 | 0.98096 | 0.98992 | 480 |  | 1.0256
CHU02CH1201C4-503M2M2 | 90 | 33.3979 | 485.7055 | 83.6322 | 12.298 | 227009 |  | 34 | 487 | 0.98229 | 0.99734 | 487 |  | 1.0406
CHU02CH1201C4-653M2M2 | 90 | 32.8123 | 491.1288 | 82.4657 | 8.0442 | 586 |  | 34 | 496 | 0.96507 | 0.99018 | 496 |  | 1.0598
CHU02CH1201C4-273H5M3 | 90 | 33.4492 | 384.2365 | 92.5203 | 57.5042 | 126691 |  | 34 | 385 | 0.9838 | 0.99802 | 385 |  | 0.95059
CHU02CH1201C4-303H5M3 | 90 | 33.6155 | 406.7985 | 92.6931 | 58.7612 | 50258 |  | 34 | 401 | 0.98869 | 1.0145 | 405.01 | 1.01 | 1
CHU02CH1201C4-353H5M3 | 90 | 33.2637 | 411.3787 | 92.9648 | 64.418 | 535 |  | 34 | 407 | 0.97834 | 1.0108 | 407 |  | 1.0049
CHU02CH1201C4-403H5M3 | 90 | 33.2059 | 424.4389 | 92.7786 | 63.7422 | 10187 |  | 34 | 407 | 0.97664 | 1.0428 | 419.21 | 1.03 | 1.0351
CHU02CH1201C4-273H7M5 | 90 | 33.3434 | 334.7526 | 96.8131 | 89.6688 | 701 |  | 34 | 345 | 0.98069 | 0.9703 | 338.1 | 0.98 | 0.94441
CHU02CH1201C4-303H7M5 | 90 | 33.6254 | 355.331 | 98.4103 | 96.7417 | 35903 |  | 34 | 358 | 0.98898 | 0.99254 | 358 |  | 1
CHU02CH1201C4-403H7M5 | 90 | 33.2665 | 383.117 | 97.2799 | 99.4632 | 1606 |  | 34 | 367 | 0.97843 | 1.0439 | 378.01 | 1.03 | 1.0559
[8 empty] | カタログ値 |  | 比較(実績/カタログ値)
機種 | IF(mA) | VF(V) | Φv(lm) | Ra | R9 | N(pcs) | 備考 | VF[V] | Φv[lm] | RVF | RΦv
CHU02CH1202C4-30AL7M4 | 180 | 34.0916 | 1009.2374 | 72.5672 | -33.5045 | 665 |  | 34 | 979 | 1.0027 | 1.0309 | 998.58 | 1.02
CHU02CH1202C4-40AL7M4 | 180 | 33.3408 | 1022.7766 | 76.3336 | -22.0481 | 1196 |  | 34 | 1007 | 0.98061 | 1.0157 | 1007
CHU02CH1202C4-50AL7M4 | 180 | 33.5551 | 1018.5304 | 77.5847 | -17.8538 | 2760 |  | 34 | 1017 | 0.98692 | 1.0015 | 1017
CHU02CH1202C4-273M2M2 | 180 | 33.527 | 904.8043 | 83.0404 | 8.3277 | 86258 |  | 34 | 886 | 0.98609 | 1.0212 | 894.86 | 1.01
CHU02CH1202C4-303M2M2 | 180 | 33.7516 | 909.8117 | 84.3694 | 12.6576 | 78008 |  | 34 | 924 | 0.99269 | 0.98464 | 914.76 | 0.99
CHU02CH1202C4-353M2M2 | 180 | 33.4125 | 932.8065 | 83.8826 | 11.8437 | 9279 |  | 34 | 941 | 0.98272 | 0.99129 | 941
CHU02CH1202C4-403M2M2 | 180 | 33.6393 | 948.2812 | 84.2173 | 13.431 | 120978 |  | 34 | 948 | 0.98939 | 1.0003 | 948
CHU02CH1202C4-503M2M2 | 180 | 33.358 | 950.605 | 84.4167 | 13.6863 | 17209 |  | 34 | 960 | 0.98112 | 0.99021 | 960
CHU02CH1202C4-653M2M2 | 180 | 33.5344 | 944.8031 | 84.1139 | 12.2596 | 10495 |  | 34 | 978 | 0.98631 | 0.96606 | 948.66 | 0.97
CHU02CH1202C4-273H5M3 | 180 | 33.6807 | 755.6947 | 92.8817 | 58.1194 | 183966 |  | 34 | 762 | 0.99061 | 0.99173 | 762
CHU02CH1202C4-303H5M3 | 180 | 33.6263 | 804.6613 | 92.8612 | 58.6242 | 160532 |  | 34 | 791 | 0.98901 | 1.0173 | 798.91 | 1.01
CHU02CH1202C4-353H5M3 | 180 | 33.6575 | 818.9356 | 92.3618 | 60.0335 | 30180 |  | 34 | 803 | 0.98993 | 1.0198 | 811.03 | 1.01
CHU02CH1202C4-403H5M3 | 180 | 33.6472 | 836.9708 | 92.8277 | 63.8751 | 69655 |  | 34 | 805 | 0.98962 | 1.0397 | 829.15 | 1.03
CHU02CH1202C4-273H7M5 | 180 | 33.7088 | 655.2073 | 97.0535 | 91.0323 | 63300 |  | 34 | 681 | 0.99143 | 0.96213 | 660.57 | 0.97
CHU02CH1202C4-303H7M5 | 180 | 33.479 | 693.6441 | 97.5443 | 94.876 | 183970 |  | 34 | 708 | 0.98468 | 0.97972 | 700.92 | 0.99
CHU02CH1202C4-403H7M5 | 180 | 33.4392 | 758.4494 | 97.2124 | 100.4187 | 57833 |  | 34 | 726 | 0.9835 | 1.0447 | 747.78 | 1.03
[8 empty] | カタログ値 |  | 比較(実績/カタログ値)
機種 | IF(mA) | VF(V) | Φv(lm) | Ra | R9 | N(pcs) | 備考 | VF[V] | Φv[lm] | RVF | RΦv
CHU02CH1203C4-30AL7M4 | 270 | 33.6324 | 1509.8321 | 72.2578 | -33.2586 | 696 |  | 34 | 1442 | 0.98919 | 1.047 | 1485.26 | 1.03
CHU02CH1203C4-40AL7M4 | 270 | 33.6687 | 1517.6852 | 76.31 | -20.9778 | 6487 | 2017年実績多 | 34 | 1483 | 0.99026 | 1.0234 | 1497.83 | 1.01
CHU02CH1203C4-50AL7M4 | 270 | 33.8358 | 1526.5506 | 77.1567 | -20.6342 | 5353 |  | 34 | 1498 | 0.99517 | 1.0191 | 1512.98 | 1.01
CHU02CH1203C4-273M2M2 | 270 | 33.4621 | 1347.3478 | 82.9815 | 7.9873 | 5470 |  | 34 | 1306 | 0.98418 | 1.0317 | 1332.12 | 1.02
CHU02CH1203C4-303M2M2 | 270 | 33.7792 | 1353.5143 | 84.2458 | 12.0948 | 75252 |  | 34 | 1362 | 0.99351 | 0.99377 | 1362
CHU02CH1203C4-353M2M2 | 270 | 33.7209 | 1374.393 | 84.4935 | 14.1293 | 2295 |  | 34 | 1384 | 0.99179 | 0.99306 | 1384
CHU02CH1203C4-403M2M2 | 270 | 33.625 | 1402.6598 | 84.4654 | 14.8861 | 62792 |  | 34 | 1397 | 0.98897 | 1.0041 | 1397
CHU02CH1203C4-503M2M2 | 270 | 33.7088 | 1408.9992 | 84.2132 | 12.9114 | 7711 |  | 34 | 1414 | 0.99143 | 0.99646 | 1414
CHU02CH1203C4-653M2M2 | 270 | 33.6223 | 1426.4251 | 82.8117 | 8.3794 | 7587 |  | 34 | 1439 | 0.98889 | 0.99126 | 1439
CHU02CH1203C4-273H5M3 | 270 | 33.7004 | 1121.0706 | 92.5061 | 57.4177 | 32594 |  | 34 | 1122 | 0.99119 | 0.99917 | 1122
CHU02CH1203C4-303H5M3 | 270 | 33.6977 | 1182.8668 | 92.5878 | 58.8153 | 77486 |  | 34 | 1167 | 0.99111 | 1.0136 | 1167
CHU02CH1203C4-353H5M3 | 270 | 33.4556 | 1196.1647 | 92.9503 | 64.3983 | 9865 |  | 34 | 1182 | 0.98399 | 1.012 | 1182
CHU02CH1203C4-403H5M3 | 270 | 33.7181 | 1242.189 | 92.5761 | 62.9578 | 35642 |  | 34 | 1185 | 0.99171 | 1.0483 | 1220.55 | 1.03
CHU02CH1203C4-273H7M5 | 270 | 33.7097 | 966.5037 | 97.8025 | 94.8969 | 980 |  | 34 | 1005 | 0.99146 | 0.9617 | 974.85 | 0.97
CHU02CH1203C4-303H7M5 | 270 | 33.5966 | 1033.0532 | 97.4736 | 95.0107 | 30180 |  | 34 | 1044 | 0.98813 | 0.98951 | 1044
CHU02CH1203C4-403H7M5 | 270 | 33.5366 | 1125.9751 | 97.5152 | 101.0561 | 5411 |  | 34 | 1069 | 0.98637 | 1.0533 | 1111.76 | 1.04
[8 empty] | カタログ値 |  | 比較(実績/カタログ値)
機種 | IF(mA) | VF(V) | Φv(lm) | Ra | R9 | N(pcs) | 備考 | VF[V] | Φv[lm] | RVF | RΦv
CHU02CH1204C4-30AL7M4 | 360 | 33.8201 | 1964.1099 | 72.4796 | -35.3091 | 1668 |  | 34 | 1888 | 0.99471 | 1.0403 | 1944.64 | 1.03
CHU02CH1204C4-40AL7M4 | 360 | 33.9621 | 2012.3374 | 75.7362 | -24.9715 | 2451 |  | 34 | 1941 | 0.99889 | 1.0368 | 1979.82 | 1.02
CHU02CH1204C4-50AL7M4 | 360 | 34.1656 | 2021.3888 | 77.0543 | -21.5254 | 973 |  | 34 | 1960 | 1.0049 | 1.0313 | 1999.2 | 1.02
CHU02CH1204C4-273M2M2 | 360 | 33.8007 | 1768.152 | 82.4514 | 6.1055 | 39982 |  | 34 | 1709 | 0.99414 | 1.0346 | 1760.27 | 1.03
CHU02CH1204C4-303M2M2 | 360 | 33.8945 | 1775.6422 | 84.3972 | 12.9528 | 37260 |  | 34 | 1783 | 0.9969 | 0.99587 | 1783
CHU02CH1204C4-353M2M2 | 360 | 33.8715 | 1817.8802 | 84.1926 | 12.6655 | 42576 |  | 34 | 1814 | 0.99622 | 1.0021 | 1814
CHU02CH1204C4-403M2M2 | 360 | 33.9912 | 1833.4315 | 84.7109 | 15.9448 | 37787 |  | 34 | 1830 | 0.99974 | 1.0019 | 1830
CHU02CH1204C4-503M2M2 | 360 | 33.8669 | 1854.2631 | 83.9005 | 11.2021 | 73830 |  | 34 | 1850 | 0.99609 | 1.0023 | 1850
CHU02CH1204C4-653M2M2 | 360 | 33.7592 | 1863.8414 | 83.3957 | 11.5068 | 22476 |  | 34 | 1884 | 0.99292 | 0.9893 | 1884
CHU02CH1204C4-273H5M3 | 360 | 33.8767 | 1468.5567 | 92.6065 | 57.3292 | 87580 |  | 34 | 1468 | 0.99637 | 1.0004 | 1468
CHU02CH1204C4-303H5M3 | 360 | 33.8211 | 1558.6002 | 92.7735 | 59.052 | 148297 |  | 34 | 1528 | 0.99474 | 1.02 | 1543.28 | 1.01
CHU02CH1204C4-353H5M3 | 360 | 33.9518 | 1576.6872 | 92.9411 | 62.1951 | 221901 |  | 34 | 1549 | 0.99858 | 1.0179 | 1564.49 | 1.01
CHU02CH1204C4-403H5M3 | 360 | 33.9047 | 1629.0297 | 92.3306 | 62.9618 | 197763 |  | 34 | 1552 | 0.9972 | 1.0496 | 1614.08 | 1.04
CHU02CH1204C4-273H7M5 | 360 | 33.9005 | 1274.4058 | 97.2622 | 91.4999 | 16812 |  | 34 | 1314 | 0.99707 | 0.96987 | 1287.72 | 0.98
CHU02CH1204C4-303H7M5 | 360 | 33.8268 | 1357.8487 | 97.3758 | 94.8105 | 51722 |  | 34 | 1367 | 0.99491 | 0.99331 | 1367
CHU02CH1204C4-403H7M5 | 360 | 34.0332 | 1475.4913 | 97.1074 | 99.7965 | 41254 |  | 34 | 1402 | 1.001 | 1.0524 | 1458.08 | 1.04
B-BBL | [7 empty] | カタログ値 |  | 比較(実績/カタログ値)
機種 | IF(mA) | VF(V) | Φv(lm) | Ra | R9 | N(pcs) | 備考 | VF[V] | Φv[lm] | RVF | RΦv
CHU02CH1203C4-273H6M3 | 270 | 33.1476 | 1072.6653 | 94.6325 | 69.9483 | 698 |  | 34 | 1065 | 0.97493 | 1.0072 | 1065
CHU02CH1203C4-303H6M3 | 270 | 33.5626 | 1139.8178 | 93.743 | 65.5078 | 6858 |  | 34 | 1108 | 0.98714 | 1.0287 | 1130.16 | 1.02
CHU02CH1203C4-353H6M3 | 270 | 33.4122 | 1177.4738 | 94.2601 | 68.6049 | 689 |  | 34 | 1123 | 0.98271 | 1.0485 | 1167.92 | 1.04
CHU02CH1204C4-273H6M3 | 360 | 34.2595 | 1413.9046 | 95.0606 | 69.6311 | 690 |  | 34 |  | 1.0076 | #DIV/0!
CHU02CH1204C4-303H6M3 | 360 | 33.8264 | 1491.6156 | 94.1131 | 65.2818 | 224523 |  | 34 |  | 0.99489 | #DIV/0!
CHU02CH1204C4-353H6M3 | 360 | 33.9072 | 1546.2552 | 94.3089 | 67.4686 | 14123 |  | 34 |  | 0.99727 | #DIV/0!

## 03C (hidden)
[9 empty] | カタログ値 |  | 比較(実績/カタログ値)
| 機種 | IF(mA) | VF(V) | Φv(lm) | Ra | R9 | N(pcs) |  | VF[V] | Φv[lm] | RVF | RΦv
| CHU03CH1205C4-30AL7M4 | 450 | 33.6018 | 2582.1041 | 72.0634 | -35.5321 | 186 |  | 34 | 2463 | 0.98829 | 1.0484 | 2561.52 | 1.04
| CHU03CH1205C4-40AL7M4 | 450 | 33.3001 | 2631.8311 | 75.5775 | -24.6739 | 1096 |  | 34 | 2531 | 0.97941 | 1.0398 | 2606.93 | 1.03
| CHU03CH1205C4-50AL7M4 | 450 | 34.2162 | 2578.771 | 77.6601 | -18.8537 | 10472 |  | 34 | 2557 | 1.0064 | 1.0085 | 2557
| CHU03CH1205C4-273M2M2 | 450 | 33.488 | 2209.8398 | 82.9383 | 6.9887 | 9573 |  | 34 | 2231 | 0.98494 | 0.99052 | 2231
| CHU03CH1205C4-303M2M2 | 450 | 33.4443 | 2268.269 | 84.2378 | 11.8626 | 192880 |  | 34 | 2326 | 0.98366 | 0.97518 | 2279.48 | 0.98
| CHU03CH1205C4-353M2M2 | 450 | 33.7744 | 2348.2419 | 84.0782 | 12.5331 | 35763 |  | 34 | 2366 | 0.99337 | 0.99249 | 2366
| CHU03CH1205C4-403M2M2 | 450 | 33.5313 | 2379.1529 | 83.9188 | 11.9806 | 185915 |  | 34 | 2385 | 0.98621 | 0.99755 | 2385
| CHU03CH1205C4-503M2M2 | 450 | 33.88 | 2420.4001 | 84.3062 | 13.1157 | 11299 |  | 34 | 2414 | 0.99647 | 1.0027 | 2414
| CHU03CH1205C4-653M2M2 | 450 | 33.6536 | 2364.8628 | 83.4299 | 11.012 | 30268 |  | 34 | 2458 | 0.98981 | 0.96211 | 2384.26 | 0.97
| CHU03CH1205C4-273H5M3 | 450 | 33.3299 | 1875.7339 | 92.6655 | 58.1186 | 28240 |  | 34 | 1916 | 0.98029 | 0.97898 | 1896.84 | 0.99
| CHU03CH1205C4-303H5M3 | 450 | 33.4812 | 1978.945 | 92.9228 | 59.3648 | 240894 |  | 34 | 1992 | 0.98474 | 0.99345 | 1992
| CHU03CH1205C4-353H5M3 | 450 | 33.3575 | 2049.7019 | 92.8548 | 61.9 | 50628 |  | 34 | 2020 | 0.9811 | 1.0147 | 2020
| CHU03CH1205C4-403H5M3 | 450 | 33.7697 | 2105.0893 | 92.8216 | 63.3604 | 20191 |  | 34 | 2023 | 0.99323 | 1.0406 | 2083.69 | 1.03
| CHU03CH1205C4-273H7M5 | 450 | 33.3261 | 1633.2992 | 97.0196 | 89.2484 | 1430 |  | 34 | 1714 | 0.98018 | 0.95292 | 1645.44 | 0.96
| CHU03CH1205C4-303H7M5 | 450 | 33.6787 | 1732.2629 | 97.6177 | 94.6741 | 24414 |  | 34 | 1783 | 0.99055 | 0.97154 | 1747.34 | 0.98
| CHU03CH1205C4-403H7M5 | 450 | 33.7057 | 1923.2257 | 97.0443 | 96.238 | 25228 |  | 34 | 1827 | 0.99134 | 1.0527 | 1900.08 | 1.04
[9 empty] | カタログ値 |  | 比較(実績/カタログ値)
| 機種 | IF(mA) | VF(V) | Φv(lm) | Ra | R9 | N(pcs) |  | VF[V] | Φv[lm] | RVF | RΦv
| CHU03CH1206C4-30AL7M4 | 540 | 33.3547 | 3047.6981 | 72.6199 | -34.6109 | 709 |  | 34 | 2925 | 0.98102 | 1.0419 | 3012.75 | 1.03
| CHU03CH1206C4-40AL7M4 | 540 | 33.6649 | 3108.1239 | 75.9087 | -24.6564 | 42794 |  | 34 | 3006 | 0.99015 | 1.034 | 3066.12 | 1.02
| CHU03CH1206C4-50AL7M4 | 540 | 33.6646 | 3069.9833 | 76.3834 | -23.8698 | 9611 |  | 34 | 3038 | 0.99014 | 1.0105 | 3038
| CHU03CH1206C4-273M2M2 | 540 | 33.5261 | 2620.8334 | 82.4117 | 5.5432 | 373 |  | 34 | 2651 | 0.98606 | 0.98862 | 2651
| CHU03CH1206C4-303M2M2 | 540 | 33.7145 | 2703.4942 | 84.0658 | 11.1099 | 430586 |  | 34 | 2762 | 0.9916 | 0.97882 | 2734.38 | 0.99
| CHU03CH1206C4-353M2M2 | 540 | 33.5618 | 2779.9587 | 84.3116 | 13.6733 | 20549 |  | 34 | 2811 | 0.98711 | 0.98896 | 2811
| CHU03CH1206C4-403M2M2 | 540 | 33.5669 | 2824.9602 | 84.517 | 14.4306 | 68900 |  | 34 | 2834 | 0.98726 | 0.99681 | 2834
| CHU03CH1206C4-503M2M2 | 540 | 33.4384 | 2905.5619 | 84.4666 | 13.1667 | 1107 |  | 34 | 2867 | 0.98348 | 1.0135 | 2867
| CHU03CH1206C4-653M2M2 | 540 | 33.6207 | 2823.2835 | 82.7268 | 8.7308 | 56305 |  | 34 | 2919 | 0.98884 | 0.96721 | 2860.62 | 0.98
| CHU03CH1206C4-273H5M3 | 540 | 33.5287 | 2242.2617 | 92.4989 | 57.4841 | 20214 |  | 34 | 2276 | 0.98614 | 0.98518 | 2253.24 | 0.99
| CHU03CH1206C4-303H5M3 | 540 | 33.7198 | 2346.7425 | 92.6156 | 59.1247 | 147314 |  | 34 | 2366 | 0.99176 | 0.99186 | 2366
| CHU03CH1206C4-353H5M3 | 540 | 33.2933 | 2423.3355 | 93.0996 | 64.4513 | 6562 |  | 34 | 2401 | 0.97921 | 1.0093 | 2401
| CHU03CH1206C4-403H5M3 | 540 | 33.6773 | 2522.5944 | 92.4218 | 62.047 | 110222 |  | 34 | 2402 | 0.99051 | 1.0502 | 2498.08 | 1.04
| CHU03CH1206C4-273H7M5 | 540 | 33.1918 | 1955.8184 | 97.1147 | 91.1963 | 1047 |  | 34 | 2037 | 0.97623 | 0.96015 | 1975.89 | 0.97
| CHU03CH1206C4-303H7M5 | 540 | 33.4545 | 2072.1736 | 97.5289 | 93.7436 | 10582 |  | 34 | 2117 | 0.98396 | 0.97883 | 2095.83 | 0.99
| CHU03CH1206C4-403H7M5 | 540 | 33.7152 | 2286.8956 | 97.2516 | 96.1625 | 9428 |  | 34 | 2170 | 0.99162 | 1.0539 | 2256.8 | 1.04
[9 empty] | カタログ値 |  | 比較(実績/カタログ値)
| 機種 | IF(mA) | VF(V) | Φv(lm) | Ra | R9 | N(pcs) |  | VF[V] | Φv[lm] | RVF | RΦv
| CHU03CH1208C4-30AL7M4 | 720 | 33.8114 | 4003.5777 | 72.7111 | -33.0842 | 579 |  | 34 | 3825 | 0.99445 | 1.0467 | 3939.75 | 1.03
| CHU03CH1208C4-40AL7M4 | 720 | 33.8445 | 4109.1428 | 75.849 | -23.2941 | 11353 |  | 34 | 3932 | 0.99543 | 1.0451 | 4049.96 | 1.03
| CHU03CH1208C4-50AL7M4 | 720 | 33.6629 | 4067.7443 | 77.1332 | -21.3195 | 45620 |  | 34 | 3972 | 0.99008 | 1.0241 | 4051.44 | 1.02
| CHU03CH1208C4-273M2M2 | 720 | 33.6713 | 3461.153 | 83.2045 | 7.801 | 3374 |  | 34 | 3465 | 0.99033 | 0.99889 | 3465
| CHU03CH1208C4-303M2M2 | 720 | 33.7536 | 3586.0932 | 84.1169 | 11.3423 | 15809 |  | 34 | 3612 | 0.99275 | 0.99283 | 3612
| CHU03CH1208C4-353M2M2 | 720 | 33.602 | 3665.7215 | 84.2807 | 13.2487 | 6008 |  | 34 | 3676 | 0.98829 | 0.9972 | 3676
| CHU03CH1208C4-403M2M2 | 720 | 33.8322 | 3727.0565 | 83.9908 | 12.7922 | 38289 |  | 34 | 3706 | 0.99506 | 1.0057 | 3706
| CHU03CH1208C4-503M2M2 | 720 | 33.9341 | 3812.4416 | 83.536 | 12.4129 | 12134 |  | 34 | 3749 | 0.99806 | 1.0169 | 3749
| CHU03CH1208C4-573M2M2 | 720 | 33.6052 | 3828.5913 | 82.6216 | 8.81 | 3931 |  | 34 | 3786 | 0.98839 | 1.0112 | 3786
| CHU03CH1208C4-653M2M2 | 720 | 34.0835 | 3743.3657 | 82.6625 | 8.8517 | 52460 |  | 34 | 3817 | 1.0025 | 0.98071 | 3778.83 | 0.99
| CHU03CH1208C4-273H5M3 | 720 | 33.5349 | 2949.3104 | 92.155 | 56.8521 | 20222 |  | 34 | 2976 | 0.98632 | 0.99103 | 2976
| CHU03CH1208C4-303H5M3 | 720 | 33.8421 | 3084.3071 | 92.4482 | 58.9359 | 72460 |  | 34 | 3095 | 0.99536 | 0.99655 | 3095
| CHU03CH1208C4-353H5M3 | 720 | 33.506 | 3184.7041 | 92.6661 | 62.6105 | 25405 |  | 34 | 3140 | 0.98547 | 1.0142 | 3140
| CHU03CH1208C4-403H5M3 | 720 | 33.8062 | 3312.1203 | 92.6846 | 63.2257 | 29481 |  | 34 | 3142 | 0.9943 | 1.0541 | 3267.68 | 1.04
| CHU03CH1208C4-573H5M3 | 720 | 33.6492 | 3426.4511 | 92.3821 | 62.3586 | 3414 |  | 34 | 3250 | 0.98968 | 1.0543 | 3380 | 1.04
| CHU03CH1208C4-273H7M5 | 720 | 33.5223 | 2557.5092 | 97.2708 | 91.7616 | 2438 |  | 34 | 2663 | 0.98595 | 0.96039 | 2583.11 | 0.97
| CHU03CH1208C4-303H7M5 | 720 | 33.6421 | 2708.1125 | 97.6234 | 94.6314 | 11613 |  | 34 | 2769 | 0.98947 | 0.97801 | 2741.31 | 0.99
| CHU03CH1208C4-403H7M5 | 720 | 34.224 | 3005.8782 | 96.9247 | 96.1141 | 3971 |  | 34 | 2839 | 1.0066 | 1.0588 | 2980.95 | 1.05
[9 empty] | カタログ値 |  | 比較(実績/カタログ値)
| 機種 | IF(mA) | VF(V) | Φv(lm) | Ra | R9 | N(pcs) |  | VF[V] | Φv[lm] | RVF | RΦv
| CHU03CH1210C4-30AL7M4 | 900 | 33.7641 | 4936.5976 | 72.6175 | -33.6567 | 1052 |  | 34 | 4752 | 0.99306 | 1.0388 | 4894.56 | 1.03
| CHU03CH1210C4-40AL7M4 | 900 | 33.8998 | 5063.3667 | 76.0492 | -23.0612 | 17396 | 2017年 | 34 | 4884 | 0.99705 | 1.0367 | 5030.52 | 1.03
| CHU03CH1210C4-50AL7M4 | 900 | 34.1414 | 5038.3033 | 77.3854 | -19.8571 | 12090 |  | 34 | 4933 | 1.0042 | 1.0213 | 4982.33 | 1.01
| CHU03CH1210C4-273M2M2 | 900 | 33.9137 | 4292.7655 | 83.0428 | 6.8101 | 3348 |  | 34 | 4296 | 0.99746 | 0.99925 | 4296
| CHU03CH1210C4-303M2M2 | 900 | 34.003 | 4402.3367 | 84.088 | 11.35 | 31940 |  | 34 | 4487 | 1.0001 | 0.98113 | 4442.13 | 0.99
| CHU03CH1210C4-353M2M2 | 900 | 33.8561 | 4546.8068 | 84.2427 | 13.1946 | 10488 |  | 34 | 4564 | 0.99577 | 0.99623 | 4564
| CHU03CH1210C4-403M2M2 | 900 | 33.8701 | 4605.0048 | 84.3886 | 14.2694 | 9026 |  | 34 | 4602 | 0.99618 | 1.0007 | 4602
| CHU03CH1210C4-503M2M2 | 900 | 34.0665 | 4753.9073 | 83.2161 | 10.99 | 11901 |  | 34 | 4656 | 1.002 | 1.021 | 4702.56 | 1.01
| CHU03CH1210C4-573M2M2 | 900 | 33.9911 | 4686.3365 | 83.2983 | 10.0612 | 4721 | 2017年 | 34 | 4703 | 0.99974 | 0.99646 | 4703
| CHU03CH1210C4-653M2M2 | 900 | 33.8662 | 4647.7014 | 82.5305 | 8.5175 | 7641 |  | 34 | 4741 | 0.99606 | 0.98032 | 4693.59 | 0.99
| CHU03CH1210C4-273H5M3 | 900 | 33.7222 | 3644.1537 | 92.3109 | 56.7061 | 1296 |  | 34 | 3689 | 0.99183 | 0.98784 | 3689
| CHU03CH1210C4-303H5M3 | 900 | 33.9605 | 3816.3269 | 92.793 | 59.2051 | 6234 |  | 34 | 3844 | 0.99884 | 0.9928 | 3844
| CHU03CH1210C4-353H5M3 | 900 | 33.9392 | 3980.6638 | 92.2442 | 60.5744 | 3987 |  | 34 | 3896 | 0.99821 | 1.0217 | 3934.96 | 1.01
| CHU03CH1210C4-403H5M3 | 900 | 33.9253 | 4084.9464 | 92.6006 | 63.6909 | 23156 | 2017年 | 34 | 3903 | 0.9978 | 1.0466 | 4020.09 | 1.03
| CHU03CH1210C4-573H5M3 | 900 | 33.9804 | 4250.0053 | 92.0834 | 60.7039 | 4294 |  | 34 | 4036 | 0.99942 | 1.053 | 4197.44 | 1.04
| B-BBL | [7 empty] | カタログ値 |  | 比較(実績/カタログ値)
| 機種 | IF(mA) | VF(V) | Φv(lm) | Ra | R9 | N(pcs) |  | VF[V] | Φv[lm] | RVF | RΦv
| CHU03CH1205C4-273H6M3 | 450 | 33.6704 | 1848.5788 | 93.3866 | 61.7806 | 3299 |  | 34 | 1820 | 0.9903 | 1.0157 | 1838.2 | 1.01
| CHU03CH1205C4-303H6M3 | 450 | 33.4531 | 1940.022 | 94.0001 | 65.0974 | 42797 |  | 34 | 1892 | 0.98392 | 1.0254 | 1910.92 | 1.01
| CHU03CH1205C4-353H6M3 | 450 | 33.1298 | 2002.3348 | 94.5427 | 70.3137 | 3104 |  | 34 | 1920 | 0.97441 | 1.0429 | 1977.6 | 1.03
| CHU03CH1206C4-273H6M3 | 540 | 33.56 | 2186.8 | 93.27 | 61.44 | 31563 | 2017年 | 34 | 2161 | 0.98706 | 1.0119 | 2161 |  | A009分類機データおかしい
| CHU03CH1206C4-303H6M3 | 540 | 33.491 | 2311.8041 | 93.7292 | 64.5494 | 295198 |  | 34 | 2247 | 0.98503 | 1.0288 | 2291.94 | 1.02
| CHU03CH1206C4-353H6M3 | 540 | 33.75 | 2361 | 94.51 | 70.58 | 99937 | 2017年 | 34 | 2280 | 0.99265 | 1.0355 | 2348.4 | 1.03 | A009分類機データおかしい
× | CHU03CH1208C4-273H6M3 | 720 | 33.861 | 2856.2985 | 93.2785 | 61.6377 | 379 |  | 34 | 2827 | 0.99591 | 1.0104 | 2827
| CHU03CH1208C4-303H6M3 | 720 | 33.4044 | 3029.2991 | 93.2308 | 64.0123 | 15787 |  | 34 | 2940 | 0.98248 | 1.0304 | 2998.8 | 1.02
| CHU03CH1208C4-353H6M3 | 720 | 34.02 | 3146.544 | 94.1712 | 67.6834 | 7748 | 2017年 | 34 | 2982 | 1.0006 | 1.0552 | 3101.28 | 1.04

## 04C (hidden)
[8 empty] | カタログ値 |  | 比較(実績/カタログ値)
機種 | IF(mA) | VF(V) | Φv(lm) | Ra | R9 | N(pcs) |  | VF[V] | Φv[lm] | RVF | RΦv
CHU04CH1211C4-30AL7M4 | 990 | 32.9608 | 5453.5052 | 71.5062 | -38.7874 | 2505 |  | 34 | 5440 | 0.96943 | 1.0025 | 5440
CHU04CH1211C4-40AL7M4 | 990 | 33.2904 | 5549.285 | 75.6043 | -25.0989 | 2118 |  | 34 | 5590 | 0.97913 | 0.99272 | 5590
CHU04CH1211C4-50AL7M4 | 990 | 33.3284 | 5564.5889 | 76.8297 | -21.851 | 11609 |  | 34 | 5648 | 0.98025 | 0.98523 | 5591.52 | 0.99
CHU04CH1211C4-273M2M2 | 990 | 33.2344 | 4834.0338 | 82.8029 | 6.0606 | 533 |  | 34 | 4926 | 0.97748 | 0.98133 | 4876.74 | 0.99
CHU04CH1211C4-303M2M2 | 990 | 32.932 | 5002.643 | 83.7989 | 9.9824 | 30187 |  | 34 | 5137 | 0.96859 | 0.97385 | 5085.63 | 0.99
CHU04CH1211C4-353M2M2 | 990 | 33.4802 | 5042.9185 | 84.4168 | 13.8136 | 3462 |  | 34 | 5227 | 0.98471 | 0.96478 | 5122.46 | 0.98
CHU04CH1211C4-403M2M2 | 990 | 32.9834 | 5176.5542 | 84.4912 | 14.9108 | 75921 |  | 34 | 5269 | 0.9701 | 0.98245 | 5216.31 | 0.99
CHU04CH1211C4-503M2M2 | 990 | 32.5749 | 5213.1349 | 83.1253 | 9.1521 | 441 |  | 34 | 5330 | 0.95809 | 0.97807 | 5276.7 | 0.99
CHU04CH1211C4-653M2M2 | 990 | 32.8419 | 5318.8971 | 82.1446 | 6.158 | 13754 |  | 34 | 5427 | 0.96594 | 0.98008 | 5372.73 | 0.99
CHU04CH1211C4-273H5M3 | 990 | 32.883 | 4115.8164 | 92.4254 | 56.3488 | 10962 | 2017年 | 34 | 4231 | 0.96715 | 0.97278 | 4146.38 | 0.98
CHU04CH1211C4-303H5M3 | 990 | 33.1313 | 4231.9597 | 92.5655 | 59.1036 | 4317 |  | 34 | 4400 | 0.97445 | 0.96181 | 4268 | 0.97
CHU04CH1211C4-353H5M3 | 990 | 32.5441 | 4395.4293 | 92.9908 | 63.195 | 3804 |  | 34 | 4463 | 0.95718 | 0.98486 | 4418.37 | 0.99
CHU04CH1211C4-403H5M3 | 990 | 32.8162 | 4562.2673 | 92.7384 | 63.1064 | 3093 |  | 34 | 4468 | 0.96518 | 1.0211 | 4512.68 | 1.01
CHU04CH1211C4-273H7M5 | 990 | 33.7586 | 3445.9338 | 97.9498 | 94.0275 | 201 |  | 34 | 3786 | 0.9929 | 0.91018 | 3483.12 | 0.92
CHU04CH1211C4-303H7M5 | 990 | 33.2938 | 3805.3675 | 97.7476 | 95.9085 | 582 | 2017年 | 34 | 3938 | 0.97923 | 0.96632 | 3859.24 | 0.98
CHU04CH1211C4-403H7M5 | 990 | 32.657 | 4017.0488 | 97.9423 | 97.8433 | 3022 |  | 34 | 4036 | 0.9605 | 0.9953 | 4036
[8 empty] | カタログ値 |  | 比較(実績/カタログ値)
機種 | IF(mA) | VF(V) | Φv(lm) | Ra | R9 | N(pcs) |  | VF[V] | Φv[lm] | RVF | RΦv
CHU04CH1212C4-30AL7M4 | 1080 | 32.8674 | 5931.5236 | 72.092 | -37.3021 | 16367 |  | 34 | 5935 | 0.96669 | 0.99941 | 5935
CHU04CH1212C4-40AL7M4 | 1080 | 32.9236 | 6215.8452 | 75.4687 | -26.6063 | 51397 |  | 34 | 6099 | 0.96834 | 1.0192 | 6159.99 | 1.01
CHU04CH1212C4-50AL7M4 | 1080 | 33.1116 | 6144.9609 | 76.604 | -22.2043 | 292856 |  | 34 | 6161 | 0.97387 | 0.9974 | 6161
CHU04CH1212C4-273M2M2 | 1080 | 32.7012 | 5040.2515 | 82.7672 | 6.765 | 9879 |  | 34 | 5374 | 0.9618 | 0.9379 | 5105.3 | 0.95
CHU04CH1212C4-303M2M2 | 1080 | 33.0222 | 5456.0392 | 83.9483 | 10.3137 | 100561 |  | 34 | 5603 | 0.97124 | 0.97377 | 5490.94 | 0.98
CHU04CH1212C4-353M2M2 | 1080 | 33.2265 | 5415.6985 | 84.0611 | 11.9908 | 3896 |  | 34 | 5702 | 0.97725 | 0.94979 | 5473.92 | 0.96
CHU04CH1212C4-403M2M2 | 1080 | 33.1796 | 5732.2299 | 84.2942 | 14.0865 | 120776 |  | 34 | 5748 | 0.97587 | 0.99726 | 5748
CHU04CH1212C4-503M2M2 | 1080 | 32.9776 | 5783.8812 | 83.6012 | 10.864 | 15514 |  | 34 | 5815 | 0.96993 | 0.99465 | 5815
CHU04CH1212C4-653M2M2 | 1080 | 33.1733 | 5757.1467 | 82.9771 | 8.4886 | 27450 |  | 34 | 5920 | 0.97569 | 0.97249 | 5801.6 | 0.98
CHU04CH1212C4-273H5M3 | 1080 | 32.9714 | 4470.705 | 92.3858 | 56.7946 | 4380 |  | 34 | 4615 | 0.96975 | 0.96873 | 4522.7 | 0.98
CHU04CH1212C4-303H5M3 | 1080 | 32.9968 | 4661.819 | 92.6231 | 58.2394 | 82967 |  | 34 | 4800 | 0.97049 | 0.97121 | 4704 | 0.98
CHU04CH1212C4-353H5M3 | 1080 | 33.1243 | 4890.6062 | 92.9673 | 61.8315 | 2262 |  | 34 | 4869 | 0.97425 | 1.0044 | 4869
CHU04CH1212C4-403H5M3 | 1080 | 33.454 | 4962.9524 | 92.8862 | 63.1139 | 15081 |  | 34 | 4873 | 0.98394 | 1.0185 | 4921.73 | 1.01
CHU04CH1212C4-573H5M3 | 1080 | 33.1909 | 5142.8305 | 92.0547 | 60.9532 | 657 |  | 34 | 5041 | 0.9762 | 1.0202 | 5091.41 | 1.01
CHU04CH1212C4-273H7M5 | 1080 | 32.5283 | 3917.5934 | 97.8244 | 94.0491 | 2113 |  | 34 | 4130 | 0.95671 | 0.94857 | 3964.8 | 0.96
CHU04CH1212C4-303H7M5 | 1080 | 32.9091 | 3937.0342 | 98.2584 | 95.8683 | 12485 |  | 34 | 4295 | 0.96791 | 0.91666 | 3994.35 | 0.93
CHU04CH1212C4-403H7M5 | 1080 | 33.2069 | 4622.4875 | 97.1247 | 95.8029 | 2138 |  | 34 | 4403 | 0.97667 | 1.0498 | 4579.12 | 1.04
[8 empty] | カタログ値 |  | 比較(実績/カタログ値)
機種 | IF(mA) | VF(V) | Φv(lm) | Ra | R9 | N(pcs) |  | VF[V] | Φv[lm] | RVF | RΦv
CHU04CH1812C4-30AL7M4 | 1080 | 50.6014 | 8922.9114 | 71.8796 | -36.7153 | 14132 |  | 51.1 | 8687 | 0.99024 | 1.0272 | 8860.74 | 1.02
CHU04CH1812C4-40AL7M4 | 1080 | 50.6496 | 9202.6211 | 75.7643 | -23.4651 | 20542 |  | 51.1 | 8927 | 0.99119 | 1.0309 | 9105.54 | 1.02
CHU04CH1812C4-50AL7M4 | 1080 | 50.7066 | 9141.5397 | 76.8208 | -22.0727 | 97862 |  | 51.1 | 9017 | 0.9923 | 1.0138 | 9107.17 | 1.01
CHU04CH1812C4-273M2M2 | 1080 | 50.6246 | 7716.1314 | 82.9188 | 7.1638 | 1731 |  | 51.1 | 7864 | 0.9907 | 0.9812 | 7785.36 | 0.99
CHU04CH1812C4-303M2M2 | 1080 | 50.5452 | 8080.6684 | 84.0663 | 10.8969 | 85126 |  | 51.1 | 8201 | 0.98914 | 0.98533 | 8118.99 | 0.99
CHU04CH1812C4-353M2M2 | 1080 | 50.3829 | 8114.3876 | 84.2103 | 12.8473 | 7283 |  | 51.1 | 8340 | 0.98597 | 0.97295 | 8173.2 | 0.98
CHU04CH1812C4-403M2M2 | 1080 | 50.8911 | 8435.3677 | 84.0945 | 12.8999 | 111847 |  | 51.1 | 8412 | 0.99591 | 1.0028 | 8412
CHU04CH1812C4-503M2M2 | 1080 | 50.8004 | 8564.5194 | 83.7709 | 11.7287 | 17239 |  | 51.1 | 8511 | 0.99414 | 1.0063 | 8511
CHU04CH1812C4-653M2M2 | 1080 | 50.6807 | 8537.1007 | 83.0396 | 8.6748 | 27237 |  | 51.1 | 8664 | 0.99179 | 0.98535 | 8577.36 | 0.99
CHU04CH1812C4-273H5M3 | 1080 | 50.6292 | 6468.861 | 92.3731 | 56.054 | 3953 |  | 51.1 | 6753 | 0.99079 | 0.95792 | 6550.41 | 0.97
CHU04CH1812C4-303H5M3 | 1080 | 50.6513 | 6969.3459 | 92.5281 | 58.2105 | 15849 |  | 51.1 | 7026 | 0.99122 | 0.99194 | 7026
CHU04CH1812C4-353H5M3 | 1080 | 50.7048 | 7205.2943 | 92.9938 | 62.0744 | 8032 |  | 51.1 | 7121 | 0.99227 | 1.0118 | 7121
CHU04CH1812C4-403H5M3 | 1080 | 50.6861 | 7358.6961 | 92.4374 | 62.099 | 5651 |  | 51.1 | 7133 | 0.9919 | 1.0316 | 7275.66 | 1.02
CHU04CH1812C4-573H5M3 | 1080 | 51.0652 | 7583.2751 | 91.8975 | 59.8524 | 3078 |  | 51.1 | 7380 | 0.99932 | 1.0275 | 7527.6 | 1.02
CHU04CH1812C4-273H7M5 | 1080 | 50.5034 | 5706.1893 | 98.0217 | 95.3226 | 198 | 2017年 | 51.1 | 6044 | 0.98832 | 0.94411 | 5741.8 | 0.95
CHU04CH1812C4-303H7M5 | 1080 | 50.8065 | 5945.751 | 98.2034 | 96.2227 | 4579 |  | 51.1 | 6288 | 0.99426 | 0.94557 | 5973.6 | 0.95
CHU04CH1812C4-403H7M5 | 1080 | 51.1443 | 6910.3471 | 97.0694 | 96.4997 | 767 | 2017年多 | 51.1 | 6444 | 1.0009 | 1.0724 | 6830.64 | 1.06
[8 empty] | カタログ値 |  | 比較(実績/カタログ値)
機種 | IF(mA) | VF(V) | Φv(lm) | Ra | R9 | N(pcs) |  | VF[V] | Φv[lm] | RVF | RΦv
CHU04CH1818C4-30AL7M4 | 1620 | 50.8638 | 12885.0115 | 72.1112 | -37.2126 | 5362 |  | 51.1 | 12677 | 0.99538 | 1.0164 | 12803.77 | 1.01
CHU04CH1818C4-40AL7M4 | 1620 | 51.0923 | 13553.0301 | 75.5843 | -25.6344 | 8337 |  | 51.1 | 13029 | 0.99985 | 1.0402 | 13419.87 | 1.03
CHU04CH1818C4-50AL7M4 | 1620 | 51.2304 | 13496.0404 | 76.4372 | -23.1115 | 42015 |  | 51.1 | 13162 | 1.0026 | 1.0254 | 13293.62 | 1.01
CHU04CH1818C4-273M2M2 | 1620 | 51.1781 | 11331.0406 | 82.8399 | 6.5431 | 656 |  | 51.1 | 11480 | 1.0015 | 0.98702 | 11480
CHU04CH1818C4-303M2M2 | 1620 | 51.2138 | 11955.0765 | 84.0032 | 10.6228 | 3839 |  | 51.1 | 11970 | 1.0022 | 0.99875 | 11970
CHU04CH1818C4-353M2M2 | 1620 | 51.2343 | 11951.7187 | 84.2293 | 12.9984 | 671 |  | 51.1 | 12181 | 1.0026 | 0.98118 | 12059.19 | 0.99
CHU04CH1818C4-403M2M2 | 1620 | 51.1496 | 12306.5637 | 84.3898 | 14.2331 | 13226 |  | 51.1 | 12279 | 1.001 | 1.0022 | 12279
CHU04CH1818C4-503M2M2 | 1620 | 51.0665 | 12545.2548 | 83.1967 | 9.9103 | 444 |  | 51.1 | 12423 | 0.99935 | 1.0098 | 12423
CHU04CH1818C4-653M2M2 | 1620 | 51.1702 | 12434.8565 | 82.8184 | 8.6605 | 28886 |  | 51.1 | 12648 | 1.0014 | 0.98315 | 12521.52 | 0.99
CHU04CH1818C4-273H5M3 | 1620 | 51.2866 | 9549.0934 | 93.014 | 59.274 | 5 | 2017年 | 51.1 | 9860 | 1.0037 | 0.96847 | 9662.8 | 0.98
CHU04CH1818C4-303H5M3 | 1620 | 51.2521 | 10107.4469 | 92.4193 | 58.0246 | 18721 |  | 51.1 | 10256 | 1.003 | 0.98552 | 10153.44 | 0.99
CHU04CH1818C4-353H5M3 | 1620 | 51.3622 | 10615.1317 | 92.6359 | 60.0584 | 1549 | 2017年 | 51.1 | 10403 | 1.0051 | 1.0204 | 10507.03 | 1.01
CHU04CH1818C4-403H5M3 | 1620 | 51.6994 | 10378.6932 | 93.2893 | 65.1289 | 347 |  | 51.1 | 10411 | 1.0117 | 0.9969 | 10411
CHU04CH1818C4-573H5M3 | 1620 | 51.2008 | 11160.3465 | 91.9329 | 60.372 | 6253 |  | 51.1 | 10711 | 1.002 | 1.042 | 11032.33 | 1.03
[8 empty] | カタログ値 |  | 比較(実績/カタログ値)
機種 | IF(mA) | VF(V) | Φv(lm) | Ra | R9 | N(pcs) |  | VF[V] | Φv[lm] | RVF | RΦv
CHU04CH1211C4-273H6M3 | 990 | 33.3314 | 4011.5365 | 93.4861 | 62.1008 | 166 | 2017年 | 34 | 4020 | 0.98034 | 0.99789 | 4020
CHU04CH1211C4-303H6M3 | 990 | 33.3963 | 4238.5536 | 93.943 | 64.5695 | 169 | 2017年 | 34 | 4181 | 0.98224 | 1.0138 | 4181
CHU04CH1211C4-353H6M3 | 990 | 33.5124 | 4476.0377 | 94.5447 | 68.8287 | 172 | 2017年 | 34 | 4240 | 0.98566 | 1.0557 | 4409.6 | 1.04
CHU04CH1212C4-273H6M3 | 1080 | 33.2251 | 4428.3613 | 93.595 | 62.4269 | 28237 | 2017年 | 34 | 4385 | 0.97721 | 1.0099 | 4385
CHU04CH1212C4-303H6M3 | 1080 | 33.1203 | 4645.2865 | 93.475 | 64.0863 | 741 |  | 34 | 4561 | 0.97413 | 1.0185 | 4606.61 | 1.01
CHU04CH1212C4-353H6M3 | 1080 | 33.3367 | 4811.3172 | 94.1824 | 67.806 | 83855 |  | 34 | 4625 | 0.98049 | 1.0403 | 4763.75 | 1.03

## 05C (hidden)
[8 empty] | カタログ値 |  | 比較(実績/カタログ値)
機種 | IF(mA) | VF(V) | Φv(lm) | Ra | R9 | N(pcs) |  | VF[V] | Φv[lm] | RVF | RΦv
CHU05CH1825C4-30AL7M4 | 2250 | 48.8711 | 19019.8399 | 72.2743 | -35.7253 | 5031 |  | 51.1 | 18565 | 0.95638 | 1.0245 | 18750.65 | 1.01
CHU05CH1825C4-40AL7M4 | 2250 | 49.0769 | 19351.9092 | 76.4386 | -21.0625 | 933 |  | 51.1 | 19080 | 0.96041 | 1.0143 | 19080
CHU05CH1825C4-50AL7M4 | 2250 | 48.8898 | 19524.4575 | 76.9215 | -20.8492 | 15098 |  | 51.1 | 19274 | 0.95675 | 1.013 | 19274
CHU05CH1825C4-273M2M2 | 2250 | 49.2832 | 16540.828 | 82.9023 | 6.7873 | 352 |  | 51.1 | 16811 | 0.96445 | 0.98393 | 16642.89 | 0.99
CHU05CH1825C4-303M2M2 | 2250 | 50.0238 | 16749.179 | 83.4579 | 9.2417 | 5043 |  | 51.1 | 17528 | 0.97894 | 0.95557 | 17002.16 | 0.97
CHU05CH1825C4-353M2M2 | 2250 | 49.1246 | 17528.9072 | 84.4961 | 14.28 | 2403 |  | 51.1 | 17836 | 0.96134 | 0.98278 | 17657.64 | 0.99
CHU05CH1825C4-403M2M2 | 2250 | 49.087 | 17702.3947 | 84.4591 | 14.5905 | 12813 |  | 51.1 | 17980 | 0.96061 | 0.98456 | 17800.2 | 0.99
CHU05CH1825C4-503M2M2 | 2250 | 49.1534 | 18022.9196 | 83.1913 | 10.7546 | 3470 |  | 51.1 | 18191 | 0.96191 | 0.99076 | 18191
CHU05CH1825C4-573M2M2 | 2250 | 49.0686 | 18093.2494 | 83.6195 | 13.2184 | 11202 |  | 51.1 | 18373 | 0.96025 | 0.98477 | 18189.27 | 0.99
CHU05CH1825C4-653M2M2 | 2250 | 49.0183 | 17969.3565 | 82.5785 | 9.9551 | 4081 |  | 51.1 | 18520 | 0.95926 | 0.97027 | 18149.6 | 0.98
CHU05CH1825C4-273H5M3 | 2250 | 48.9836 | 14172.311 | 91.8616 | 54.5403 | 687 |  | 51.1 | 14437 | 0.95858 | 0.98167 | 14292.63 | 0.99
CHU05CH1825C4-303H5M3 | 2250 | 49.8736 | 14572.8284 | 92.4897 | 58.4271 | 2050 |  | 51.1 | 15018 | 0.976 | 0.97036 | 14717.64 | 0.98
CHU05CH1825C4-353H5M3 | 2250 | 49.3585 | 15292.8876 | 92.942 | 62.5177 | 236 |  | 51.1 | 15233 | 0.96592 | 1.0039 | 15233
CHU05CH1825C4-403H5M3 | 2250 | 49.1483 | 15973.4478 | 92.8996 | 62.5024 | 2581 |  | 51.1 | 15247 | 0.96181 | 1.0476 | 15704.41 | 1.03
CHU05CH1825C4-573H5M3 | 2250 | 49.381 | 16462.9814 | 91.7817 | 58.0436 | 346 |  | 51.1 | 15773 | 0.96636 | 1.0437 | 16246.19 | 1.03
[8 empty] | カタログ値 |  | 比較(実績/カタログ値)
機種 | IF(mA) | VF(V) | Φv(lm) | Ra | R9 | N(pcs) |  | VF[V] | Φv[lm] | RVF | RΦv
CHU05CH3618C4-30AL7M4 | 1620 | 100.8957 | 26994.7007 | 72.2258 | -35.544 | 573 |  | 102.1 | 25566 | 0.9882 | 1.0559 | 26588.64 | 1.04
CHU05CH3618C4-40AL7M4 | 1620 | 101.5007 | 27995.8304 | 76.2221 | -23.3632 | 565 |  | 102.1 | 26278 | 0.99413 | 1.0654 | 27591.9 | 1.05
CHU05CH3618C4-50AL7M4 | 1620 | 101.3541 | 27787.176 | 76.9416 | -20.928 | 5126 |  | 102.1 | 26615 | 0.99269 | 1.044 | 27413.45 | 1.03
CHU05CH3618C4-273M2M2 | 1620 | 102.0377 | 23504.5152 | 82.9929 | 7.7764 | 459 |  | 102.1 | 23110 | 0.99939 | 1.0171 | 23341.1 | 1.01
CHU05CH3618C4-303M2M2 | 1620 | 102.4908 | 23669.9264 | 84.2352 | 12.0203 | 2731 |  | 102.1 | 24137 | 1.0038 | 0.98065 | 23895.63 | 0.99
CHU05CH3618C4-403M2M2 | 1620 | 101.8475 | 25245.8369 | 84.1064 | 12.949 | 7338 |  | 102.1 | 24764 | 0.99753 | 1.0195 | 25011.64 | 1.01
CHU05CH3618C4-503M2M2 | 1620 | 101.4409 | 25532.8991 | 84.2307 | 13.554 | 238 |  | 102.1 | 25120 | 0.99354 | 1.0164 | 25371.2 | 1.01
CHU05CH3618C4-573M2M2 | 1620 | 101.9805 | 25376.4507 | 84.3168 | 15.2509 | 220 | 2017年 | 102.1 | 25371 | 0.99883 | 1.0002 | 25371
CHU05CH3618C4-653M2M2 | 1620 | 102.106 | 25509.8773 | 84.4198 | 15.2335 | 2608 | 2017年 | 102.1 | 25573 | 1.0001 | 0.99753 | 25573
CHU05CH3618C4-273H5M3 | 1620 | 101.2371 | 19650.5336 | 92.2656 | 57.1332 | 111 | 2017年 | 102.1 | 19847 | 0.99155 | 0.9901 | 19847
CHU05CH3618C4-303H5M3 | 1620 | 102.1337 | 20543.7384 | 93.1677 | 60.4044 | 206 | 2017年 | 102.1 | 20681 | 1.0003 | 0.99336 | 20681
CHU05CH3618C4-353H5M3 | 1620 | 101.625 | 21682.4907 | 93.2417 | 63.0653 | 233 | 2017年 | 102.1 | 20975 | 0.99535 | 1.0337 | 21394.5 | 1.02
CHU05CH3618C4-403H5M3 | 1620 | 101.5694 | 22355.9839 | 92.6878 | 65.0767 | 117 | 2017年 | 102.1 | 20998 | 0.9948 | 1.0647 | 22047.9 | 1.05
CHU05CH3618C4-573H5M3 | 1620 | 101.3159 | 23211.4726 | 92.122 | 61.4397 | 224 | 2017年 | 102.1 | 21725 | 0.99232 | 1.0684 | 22811.25 | 1.05

## Tcスペック算出 (hidden)
HI-ver.3の係数を暫定使用
CLU7A2-1201C9
| Tc-VF係数 | Tc-LM係数 | IF-VF係数
| 1.4851e-06 | -1.8924e-10 | -5.9143e-07 |  | 33.3897
| -0.00073024 | -6.5743e-06 | 0.0008634
| 1.0183 | -0.0013027 | 0.92708
1.0374
|  |  |  | 90 | [6 empty] | IF(x)-VF%(y)で算出
| S | P | Tj | IF(mA) | VF(V) | Rjc(℃/W) | Tc | VF@Tc=25C |  | φv@Tc=25C | VF@Tc=25C
12 | 12 | 1 | 85 | 90 | 33.317 | 2.6 | 77.2038 | 97.08% | 34.3189 | 89.76% | 34.3189
24 | 12 | 2 | 85 | 180 | 33.3169 | 1.5 | 76.0044 | 97.14% | 34.2975 | 90.03% | 34.2975
36 | 12 | 3 | 85 | 270 | 33.3169 | 1 | 76.0044 | 97.14% | 34.2975 | 90.03% | 34.2975
48 | 12 | 4 | 85 | 360 | 33.3169 | 0.86 | 74.6851 | 97.21% | 34.2739 | 90.34% | 34.2739
60 | 12 | 5 | 85 | 450 | 33.3169 | 0.68 | 74.805 | 97.2% | 34.276 | 90.31% | 34.276
72 | 12 | 6 | 85 | 540 | 33.3168 | 0.61 | 74.0254 | 97.24% | 34.262 | 90.49% | 34.262
96 | 12 | 8 | 85 | 720 | 33.3168 | 0.48 | 73.4857 | 97.27% | 34.2522 | 90.61% | 34.2522
120 | 12 | 10 | 85 | 900 | 33.3168 | 0.4 | 73.006 | 97.29% | 34.2436 | 90.72% | 34.2436
132 | 12 | 11 | 85 | 990 | 33.3168 | 0.36 | 73.1259 | 97.29% | 34.2457 | 90.69% | 34.2457
144 | 12 | 12 | 85 | 1080 | 33.3168 | 0.32 | 73.4857 | 97.27% | 34.2522 | 90.61% | 34.2522
216 | 18 | 12 | 85 | 1080 | 49.9751 | 0.24 | 72.0465 | 97.34% | 51.3392 | 90.94% | 51.3392
324 | 18 | 18 | 85 | 1620 | 49.9751 | 0.16 | 72.0465 | 97.34% | 51.3392 | 90.94% | 51.3392
450 | 18 | 25 | 85 | 2250 | 49.9751 | 0.13 | 70.3823 | 97.43% | 51.2937 | 91.31% | 51.2937
648 | 36 | 18 | 85 | 1620 | 99.9504 | 0.095 | 69.6176 | 97.47% | 102.5456 | 91.48% | 102.5456
192 | 12 | 16 | 85 | 1440 | 33.3168 | 0.26141 | 72.4588 | 97.32% | 34.2337 | 90.84% | 34.2337
[6 empty] | 20.9533 | 0.83385

## 熱抵抗 (hidden)
Ver.6 Ver.8 熱抵抗測定
| Tc(℃) | IF(mA) | VF(V) | W | 熱抵抗(℃/W) | Tj(℃）
Ver.6 ① | 25 | 230 | 39.41 | 9.0643 | 1.378 | 37.4906 |  | 140 | Tj | 140
Ver.6 ① | 110 |  | 37.55 | 8.6365 | 2.164 | 128.6894 | 2.2615 |  | v6 | 2.2267
Ver.6 ② | 25 |  | 39.49 | 9.0827 | 1.329 | 37.0709 |  |  | v8 | 2.2275
Ver.6 ② | 110 |  | 37.59 | 8.6457 | 2.092 | 128.0868 | 2.1919 |  | ※熱抵抗は変わらない
Ver.8 ① | 25 |  | 38.09 | 8.7607 | 1.189 | 35.4165
Ver.8 ① | 110 |  | 37.33 | 8.5859 | 2.011 | 127.2662 | 2.125
Ver.8 ② | 25 |  | 37.85 | 8.7055 | 1.282 | 36.1605
Ver.8 ② | 110 |  | 36.35 | 8.3605 | 2.214 | 128.5101 | 2.33

## 代表特性(C9) (hidden)
| IF-Φv | Φv-IF | IF-VF | Tc-Φv | Tc-VF
a | 4.4788e-09 | 1.7513 | -5.8997e-07 | -1.8924e-10 | 1.4851e-06
b | -1.023e-05 | 2.7174 | 0.00086125 | -6.5743e-06 | -0.00073024
c | 0.011941 | 87.0095 | 0.92479 | -0.0013027 | 1.0183
d | 0.0035901 | -1.2204 |  | 1.0374

## 最大定格 (hidden)
ディレーティング(暫定)
| CLU7B2-0701C4 |  |  |  | CLU7A2-1201C9 |  |  |  | CLU702-1202C9 |  |  |  | CLU712-1204C9
| Tc[℃] | IF[mA] |  |  | Tc[℃] | IF[mA] |  |  | Tc[℃] | IF[mA] |  |  | Tc[℃] | IF[mA]
| 0 | 350 |  |  | 0 | 350 |  |  | 0 | 700 |  |  | 0 | 1400
| 85 | 350 | 傾き | -6 | 85 | 350 | 傾き | -6 | 65 | 700 | 傾き | -6 | 65 | 1400 | 傾き | -12
| 105 | 230 | 切片 | 860 | 105 | 230 | 切片 | 860 | 105 | 460 | 切片 | 1090 | 105 | 920 | 切片 | 2180
| 105 | 0 |  |  | 105 | 0 |  |  | 105 | 0 |  |  | 105 | 0

## 初期特性 (hidden)
CW23, 2018.5
|  | Chip | Lot | VF |  |  | VL |  |  | λd
VF | Φv |  |  | Max | Ave | Min | Max | Ave | Min | Max | Ave | Min
1.0066 | 0.005106 | CW23(C4) | 量産実力 | - | 3.03 | - | - | 102837 | - | - |  | -
|  |  | 181B00R50S | 3.05 | 3.01 | 2.97 | 109424 | 103898 | 95641 | 457 | 456.5 | 456
0.99808 | 0.0067544 | CW28(C9) | 量産実力 | - | 2.9574 | - | - | 88628.03 | - | - |  | -
|  |  | 181R05I00S | 2.979 | 2.9631 | 2.925 | 93191 | 89841.69 | 81979 | 455.99 | 455.4227 | 455
Tc=25℃
|  | CCT(K) | Ra | Version. | 蛍光体配置 | IF(mA) | VF(V) | Φv(lm) | lm/W | x | y | Ra | R9 | RΦv | Rlm/W | n
|  | 5000 | 80 | 6 | 半沈降 | 90 | 35.1356 | 544.3197 | 172.1328 | 0.34406 | 0.35079 | 84.1227 | 15.0429 | 100% | 100% | 26
|  |  |  | 8 | 分散 | 90 | 34.6334 | 553.273 | 177.5013 | 0.34856 | 0.3569 | 83.563 | 11.7912 | 101.6% | 103.1% | 19
|  | 3000 | 80 | 6 | 半沈降 | 90 | 35.1198 | 520.693 | 164.7353 | 0.43328 | 0.39966 | 84.2 | 12.5441 | 100% | 100% | 27
|  |  |  | 8 | 沈降 | 90 | 34.5063 | 526.0637 | 169.3937 | 0.43471 | 0.4054 | 83.7987 | 9.7821 | 101% | 102.8%
|  |  |  | 8 | 分散 | 90 | 34.6199 | 537.1829 | 172.4065 | 0.4352 | 0.40542 | 82.6402 | 6.5562 | 103.2% | 104.7% | 32
|  | 5000 | 90 | 6 | 半沈降 | 90 | 34.8884 | 492.462 | 156.8373 | 0.34518 | 0.35313 | 91.2887 | 59.3197 | 100% | 100% | 28
|  |  |  | 8 | 分散 | 90 | 34.6994 | 502.0204 | 160.7524 | 0.3478 | 0.35489 | 89.9197 | 57.2518 | 101.9% | 102.5%
|  | 3000 | 90 | 6 | 半沈降 | 90 | 35.0612 | 446.7638 | 141.5822 | 0.43387 | 0.40083 | 94.0865 | 65.7628 | 100% | 100% | 27
|  |  |  | 8 | 沈降 | 90 | 34.541 | 455.9653 | 146.6745 | 0.43344 | 0.40251 | 94.3318 | 65.2971 | 102.1% | 103.6%
|  |  |  | 8 | 分散 | 90 | 34.4915 | 451.6479 | 145.4941 | 0.4276 | 0.40224 | 96.7479 | 73.8043 | 101.1% | 102.8%
[6 empty] | v6 | 35.2842 | ←量産実力値に補正
|  | 補正後 | ※左積分球 |  |  | v8 | 34.5901
|  | Tc=25℃ | [9 empty] | ※Ra調整：1%＠Ra1
| 0.90077 | CCT(K) | Ra | Version. | 蛍光体配置 | IF(mA) | VF(V) | Φv(lm) | lm/W | x | y | Ra | R9 | RΦv | Rlm/W | 量産実力 | Selector_1.5 | 評価品
|  | 5000 | 80 | 6 | 半沈降 | 90 | 35.2842 | 544.3197 | 171.4082 | 0.34406 | 0.35079 | 84.1227 | 15.0429 | 100% | 100% | 539.3889 | 541 | 544.3197 | 485.8641 | 83.5993 | 11.8317 | 0.90077
| 495.581 |  |  | 8 | 分散 | 90 | 34.5901 | 550.1763 | 176.7289 | 0.34856 | 0.3569 | 84.1227 |  | 101.1% | 103.1%
|  | 3000 | 80 | 6 | 半沈降 | 90 | 35.2842 | 520.693 | 163.9681 | 0.43328 | 0.39966 | 84.2 | 12.5441 | 100% | 100% | 514.4732 | 520 | 520.693 | 463.4208 | 84.2911 | 12.2174
|  |  |  | 8 | 沈降 | 90 | 34.5901 | 523.9528 | 168.3053 | 0.43471 | 0.4054 | 84.2 |  | 100.6% | 102.6%
| 476.3295 |  |  | 8 | 分散 | 90 | 34.5901 | 528.804 | 169.8636 | 0.4352 | 0.40542 | 84.2 |  | 101.6% | 103.6%
|  | 5000 | 90 | 6 | 半沈降 | 90 | 35.2842 | 492.462 | 155.0781 | 0.34518 | 0.35313 | 91.2887 | 59.3197 | 100% | 100%
|  |  |  | 8 | 分散 | 90 | 34.5901 | 495.1474 | 159.0524 | 0.3478 | 0.35489 | 91.2887 |  | 100.5% | 102.6%
|  | 3000 | 90 | 6 | 半沈降 | 90 | 35.2842 | 446.7638 | 140.6875 | 0.43387 | 0.40083 | 94.0865 | 65.7628 | 100% | 100% | 451.6132 | 445 | 446.7638 | 406.7985 | 92.6931 | 58.7612
|  |  |  | 8 | 沈降 | 90 | 34.5901 | 457.0836 | 146.8254 | 0.43344 | 0.40251 | 94.0865 |  | 102.3% | 104.4%
沈む | 417.657 |  |  | 8 | 分散 | 90 | 34.5901 | 463.6679 | 148.9404 | 0.4276 | 0.40224 | 94.0865 |  | 103.8% | 105.9%
[13 empty] | Ave | 101.7% | 103.8%
[10 empty] | v6 | v8
|  | 項目 | 結果 | リンク | 備考 |  |  |  | Al | MS17CoM | VLB-O98
|  | 基板反射率 | 問題無し | ● |  |  |  |  | Chip | CW23 | CW28
|  | 素子性能差 | CW23 vs CW28 全光束差0% (試算上は2%) | ● | n増し評価 |  |  |  | 蛍光体 | v6 | v8
[9 empty] | 蛍光体配置 | 半沈降 | 分散

## ディレーティング(最終) (hidden)
1201 | [5 empty] | 1202 | [5 empty] | 1203 | [5 empty] | 1204
Tc | ver.6 | Tc | ver.7 S | Tc | ver.7 P | Tc | ver.6 | Tc | ver.7 S | Tc | ver.7 P | Tc | ver.6 | Tc | ver.7 S | Tc | ver.7 P | Tc | ver.6 | Tc | ver.7 S | Tc | ver.7 P |  | セレクターディレーティング傾き&切片
0 | 230 | 0 | 280 | 0 | 180 | 0 | 230 | 0 | 280 | 0 | 360 | 0 | 230 | 0 | 280 | 0 | 540 | 0 | 230 | 0 | 180 | 0 | 720 |  | 1201 | #DIV/0! | #DIV/0!
120 | 230 | 105 | 280 | 105 | 180 | 120 | 230 | 105 | 280 | 105 | 360 | 119.6894 | 230 | 105 | 280 | 105 | 540 | 104.8469 | 230 | 105 | 180 | 105 | 720 |  | 1202 | #DIV/0! | #DIV/0!
120 | 230 | 105 | 280 | 105 | 180 | 120 | 230 | 105 | 280 | 105 | 360 | 120 | 227.6432 | 105 | 280 | 105 | 540 | 120 | 152.8135 | 105 | 180 | 105 | 720 |  | 1203 | #DIV/0! | #DIV/0!
120 | 0 | 105 | 0 | 105 | 0 | 120 | 0 | 105 | 0 | 105 | 0 | 120 | 0 | 105 | 0 | 105 | 0 | 120 | 0 | 105 | 0 | 105 | 0 |  | 1204 | #DIV/0! | #DIV/0!
[25 empty] | 1205 | #DIV/0! | #DIV/0!
[25 empty] | 1206 | #DIV/0! | #DIV/0!
[25 empty] | 1208 | #DIV/0! | #DIV/0!
[25 empty] | 1210 | -18.3695 | 3579.6288
[25 empty] | 1211 | #DIV/0! | #DIV/0!
[25 empty] | 1212 | #DIV/0! | #DIV/0!
[25 empty] | 1812 | #DIV/0! | #DIV/0!
[25 empty] | 1818 | -26.2223 | 5143.4648
[25 empty] | 1825 | -49.1621 | 9564.2426
[25 empty] | 3618 | -23.9976 | 4720.8546
1205 | [5 empty] | 1206 | [5 empty] | 1208 | [5 empty] | 1210
Tc | ver.6 | Tc | ver.7 S | Tc | ver.7 P | Tc | ver.6 | Tc | ver.7 S | Tc | ver.7 P | Tc | ver.6 | Tc | ver.7 S | Tc | ver.7 P | Tc | ver.6 | Tc | ver.7 S | Tc | ver.7 P
0 | 230 | 0 | 180 | 0 | 900 | 0 | 230 | 0 | 180 | 0 | 1080 | 0 | 230 | 0 | 180 | 0 | 1440 | 0 | 230 | 0 | 180 | 0 | 1800 | 4 | 350 | 3.4 | 182.25 | 47.0123
120 | 230 | 105 | 180 | 105 | 900 | 119.2577 | 230 | 105 | 180 | 105 | 1080 | 104.2713 | 230 | 105 | 180 | 105 | 1440 | 89.2849 | 230 | 105 | 180 | 96.8796 | 1800 | 10 | 277 | 3.4 | 361 | 46.9596
120 | 230 | 105 | 180 | 105 | 900 | 120 | 224.4465 | 105 | 180 | 105 | 1080 | 120 | 150.89 | 105 | 180 | 105 | 1440 | 120 | 113.6456 | 105 | 180 | 105 | 1650.8315 | 18 | 230 | 3.4 | 784 | 29.6392
120 | 0 | 105 | 0 | 105 | 0 | 120 | 0 | 105 | 0 | 105 | 0 | 120 | 0 | 105 | 0 | 105 | 0 | 120 | 0 | 105 | 0 | 105 | 0
◆算出条件
[25 empty] | VF/die | 2.9899 | ※IF定格&Tc=25C |  | 1201-1203 Ifmax UP分
[25 empty] | IF max/die | 180 |  |  | 100
[25 empty] | Tc max | 105
[25 empty] | Tj max | 140
[25 empty] | 樹脂温度Max | 205
[25 empty] | 樹脂温度マージン | 100%
[25 empty] | Rjc | 1 | ←ver6からの低減率
1211 | [5 empty] | 1212 | [5 empty] | 1216 | [5 empty] | 1812
Tc | ver.6 | Tc | ver.7 S | Tc | ver.7 P | Tc | ver.6 | Tc | ver.7 S | Tc | ver.7 P | Tc | ver.6 | Tc | ver.7 S | Tc | ver.7 P | Tc | ver.6 | Tc | ver.7 S | Tc | ver.7 P
0 | 230 | 0 | 180 | 0 | 1980 | 0 | 230 | 0 | 180 | 0 | 2160 | 0 | 230 | 0 | 180 | 0 | 2880 | 0 | 230 | 0 | 180 | 0 | 2160
120 | 230 | 105 | 180 | 105 | 1980 | 120 | 230 | 105 | 180 | 105 | 2160 | 109.0119 | 230 | 105 | 180 | 105 | 2880 | 102.1113 | 230 | 105 | 180 | 105 | 2160
120 | 230 | 105 | 180 | 105 | 1980 | 120 | 230 | 105 | 180 | 105 | 2160 | 120 | 168.3416 | 105 | 180 | 105 | 2880 | 120 | 144.0841 | 105 | 180 | 105 | 2160
120 | 0 | 105 | 0 | 105 | 0 | 120 | 0 | 105 | 0 | 105 | 0 | 120 | 0 | 105 | 0 | 105 | 0 | 120 | 0 | 105 | 0 | 105 | 0
1818 | [5 empty] | 1825 | [5 empty] | 3618
Tc | ver.6 | Tc | ver.7 S | Tc | ver.7 P | Tc | ver.6 | Tc | ver.7 S | Tc | ver.7 P | Tc | ver.6 | Tc | ver.7 S | Tc | ver.7 P
0 | 230 | 0 | 180 | 0 | 3240 | 0 | 230 | 0 | 180 | 0 | 4500 | 0 | 230 | 0 | 180 | 0 | 3240
71.0585 | 230 | 105 | 180 | 72.5896 | 3240 | 93.9682 | 230 | 105 | 180 | 103.011 | 4500 | 63.0588 | 230 | 105 | 180 | 61.7085 | 3240
120 | 87.4065 | 105 | 180 | 105 | 2390.1236 | 120 | 123.1443 | 105 | 180 | 105 | 4402.2174 | 120 | 79.3639 | 105 | 180 | 105 | 2201.1087
120 | 0 | 105 | 0 | 105 | 0 | 120 | 0 | 105 | 0 | 105 | 0 | 120 | 0 | 105 | 0 | 105 | 0

## 蛍光体UP率 (hidden)
ver.6 光束UP率(vs. ver.5) | [6 empty] | *nano 0.5%添加 | ver.7 光束UP率(vs. ver.6)
CRI | 2700K | 3000K | 3500K | 4000K | 5000K | 5700K | 6500K | CRI | 2700K | 3000K | 3500K | 4000K | 5000K | 5700K | 6500K
70 |  | 1% |  | 0.5% | 0% |  |  | 70 |  | 0% |  | 0.5% | 0.5%
80 | 1% | 1% | 0.5% | 0.5% | 0% | 0% | 0% | 80 | 0% | 0% | 0.5% | 0.5% | 1% | 1% | 1%
On_90 | 5% | 4.5% | 4% | 3% | 2% | 1% |  | On_90 | 2% | 1.5% | 1% | 0.5% | 0.5% | 0% | 0%
Below_90 | 5% | 4.5% | 4% | 3% | 2% | 1% |  | Below_90 | 2% | 1.5% | 1% | 0.5% | 0.5% | 0% | 0%
97 | 3% | 3% |  | 2% |  |  |  | 97 | 2.5% | 2.5% |  | 1.5%
[7 empty] | ※2016.7.7時点 | [7 empty] | ※2017.9.6時点
赤字のみ確認、その他推測
VFは-1.7%
効率2~7%UP | [7 empty] | ver.7 光束UP率(vs. ver.5)
Ra80 3%程度、Ra90 6~8%程度
熱抵抗5%down | [7 empty] | CRI | 2700K | 3000K | 3500K | 4000K | 5000K | 5700K | 6500K
[8 empty] | 70 |  | 1% |  | 1% | 0.5%
[8 empty] | 80 | 1% | 1% | 1% | 1% | 1% | 1% | 1%
[8 empty] | On_90 | 7% | 6% | 5% | 3.5% | 2.5% | 1%
[8 empty] | Below_90 | 7% | 6% | 5% | 3.5% | 2.5% | 1%
[8 empty] | 97 | 5.5% | 5.5% |  | 3.5%